## Sheet1
Yes | DV1747B | 11/04/2015 | ORO HI- CEBU | CEBU HI-Q MANUFACTURING CORP. | PUMP-APC 1 | AUTOMATIC PUMP CONTROL (MAC 03) | 20 | 1300 | MAZAKI AUTOMATIC PUMP CONTROL (MAC 03) | MAZAKI AUTOMATIC PUMP CONTROL (MAC 03)
Yes | DV1747B | 11/04/2015 | ORO HI- CEBU | CEBU HI-Q MANUFACTURING CORP. | FIL HYDRO 20BB-PP | HYDROSEP 20BB - 10 MICRON | 40 | 450 | #N/A | HYDROSEP 20BB - 10 MICRON
Yes | DV1747B | 11/04/2015 | ORO HI- CEBU | CEBU HI-Q MANUFACTURING CORP. | FIL HYDRO 20BB-PP | HYDROSEP 20BB - 5 MICRON | 40 | 450 | #N/A | HYDROSEP 20BB - 5 MICRON
Yes | DV1747B | 11/04/2015 | ORO HI- CEBU | CEBU HI-Q MANUFACTURING CORP. | SP_CONN C602 | PUSH FITTING SPC 6 - 02 (6mm.x1/4) straight snap | 40 | 40 | PUSH FITTING SPC 6 - 02 (6mm.x1/4) straight snap | PUSH FITTING SPC 6 - 02 (6mm.x1/4) straight snap
Yes | DV1747B | 11/04/2015 | ORO HI- CEBU | CEBU HI-Q MANUFACTURING CORP. | FIL HYDRO 10SL CBF | HYDROSEP 10SL - CBF | 40 | 180 | #N/A | HYDROSEP 10SL - CBF
Yes | DV1747B | 11/04/2015 | ORO HI- CEBU | CEBU HI-Q MANUFACTURING CORP. | PVC - BCHECK 1" | BALL CHECK VALVE 1" | 8 | 803 | #N/A | BALL CHECK VALVE 1"
Yes | DV1747B | 11/04/2015 | ORO HI- CEBU | CEBU HI-Q MANUFACTURING CORP. | PUMP ROTO | ROTOFLOW 330 GPH | 2 | 6500 | ROTARY VANE ROTOFLOW 330 GPH | ROTARY VANE ROTOFLOW 330 GPH
Yes | DV1747B | 11/04/2015 | ORO HI- CEBU | CEBU HI-Q MANUFACTURING CORP. | FIL HYDRO 20SL CBF(WO) | HYDROSEP 20SL - CARBON Block (w/O net inside) | 84 | 350 | HYDROSEP 20SL - CBF (carbon block filter) W/O NET | HYDROSEP 20SL - CBF (carbon block filter) W/O NET
Yes | DV1747B | 11/04/2015 | ORO HI- CEBU | CEBU HI-Q MANUFACTURING CORP. | ACCS_BRAC ST | BRACKET STEEL TAIWAN (new) | 24 | 0 | BRACKET STEEL TAIWAN (NEW) | BRACKET STEEL TAIWAN (NEW)
Yes | DV1747B | 11/04/2015 | ORO HI- CEBU | CEBU HI-Q MANUFACTURING CORP. | ACCS_SCREW1 | SCREW for SL HOUSING | 96 | 0 | SCREW FOR SL HOUSING | SCREW FOR SL HOUSING
Yes | DV1747B | 11/04/2015 | ORO HI- CEBU | CEBU HI-Q MANUFACTURING CORP. | ACCS_SPNR SL T | SPANNER WRENCH SLIM 20" TAIWAN | 8 | 0 | (zero price) SPANNER WRENCH SLIM 20" TAIWAN (BLACK) | (zero price) SPANNER WRENCH SLIM 20" TAIWAN (BLACK)
Yes | DV1747B | 11/04/2015 | ORO HI- CEBU | CEBU HI-Q MANUFACTURING CORP. | HOUSING SCH_10S | SLIM CLEAR HOUSING 10" npt 3/4" Taiwan | 24 | 500 | (bdle) SLIM CLEAR HOUSING 10" npt 3/4" TAIWAN w/ ACCS. | (bdle) SLIM CLEAR HOUSING 10" npt 3/4" TAIWAN w/ ACCS.
Yes | DV1748B | 11/04/2015 | ORO HI- CEBU | CEBU HI-Q MANUFACTURING CORP. | FIL HYDRO 10PP_1 | HYDROSEP 10SL - 1 MICRON | 100 | 42 | #N/A | HYDROSEP 10SL - 1 MICRON
Yes | DV1748B | 11/04/2015 | ORO HI- CEBU | CEBU HI-Q MANUFACTURING CORP. | FIL HYDRO 10PP_1 | HYDROSEP 10SL - 5 MICRON | 100 | 42 | #N/A | HYDROSEP 10SL - 5 MICRON
Yes | DV1748B | 11/04/2015 | ORO HI- CEBU | CEBU HI-Q MANUFACTURING CORP. | FIL DGD5005 20BB-PT | PENTEK BB20 DGD 5005 | 60 | 550 | #N/A | PENTEK BB20 DGD 5005
Yes | DV1748B | 11/04/2015 | ORO HI- CEBU | CEBU HI-Q MANUFACTURING CORP. | PVC - P1/2 | PIPE 1/2 | 150 | 113 | ZYPE PIPE 1/2" | ZYPE PIPE 1/2"
Yes | DV1748B | 11/04/2015 | ORO HI- CEBU | CEBU HI-Q MANUFACTURING CORP. | ACCS_BRAC BBT | BRACKET STEEL BB TAIWAN | 5 | 0 | BRACKET STEEL BB TAIWAN | BRACKET STEEL BB TAIWAN
Yes | DV1748B | 11/04/2015 | ORO HI- CEBU | CEBU HI-Q MANUFACTURING CORP. | ACCS_SPNR BB-T | SPANNER WRENCH BB TAIWAN | 5 | 0 | SPANNER WRENCH BB TAIWAN (BLACK) | SPANNER WRENCH BB TAIWAN (BLACK)
Yes | DV1748B | 11/04/2015 | ORO HI- CEBU | CEBU HI-Q MANUFACTURING CORP. | ACCS_SCREW2 | SCREW for BB HOUSING | 20 | 0 | SCREW FOR BB HOUSING | SCREW FOR BB HOUSING
Yes | DV1748B | 11/04/2015 | ORO HI- CEBU | CEBU HI-Q MANUFACTURING CORP. | HOUSING BBSC10" | BIG CLEAR HOUSING 10" npt 1" TAIWAN | 5 | 1200 | (bdle) BIG CLEAR HOUSING 10" npt 1" TAIWAN w/ ACCS. | (bdle) BIG CLEAR HOUSING 10" npt 1" TAIWAN w/ ACCS.
Yes | DV1748B | 11/04/2015 | ORO HI- CEBU | CEBU HI-Q MANUFACTURING CORP. | FIL CBC 20BB | PENTEK CBC - 20 BB | 8 | 3800 | #N/A | PENTEK CBC - 20 BB
Yes | DV1748B | 11/04/2015 | ORO HI- CEBU | CEBU HI-Q MANUFACTURING CORP. | FIL DGD2501 20BB-PT | PENTEK BB20 DGD 2501 | 60 | 550 | #N/A | PENTEK BB20 DGD 2501
Yes | DV1748B | 11/04/2015 | ORO HI- CEBU | CEBU HI-Q MANUFACTURING CORP. | PUMP CHLF2-40 | CNP CHLF2-40 (1.5hp) 1.1kw. 1PH | 5 | 7315 | #N/A | CNP CHLF2-40 (1.5hp) 1.1kw. 1PH
Yes | DV1748B | 11/04/2015 | ORO HI- CEBU | CEBU HI-Q MANUFACTURING CORP. | PUMP CHLF2-60 | CNP CHLF2-60 (2hp) 1.5kw. 1 PH | 5 | 10045 | #N/A | CNP CHLF2-60 (2hp) 1.5kw. 1 PH
Yes | DV1748B | 11/04/2015 | ORO HI- CEBU | CEBU HI-Q MANUFACTURING CORP. | PVC - BVALVE 1/2 | BALL VALVE 1/2 | 100 | 40 | #N/A | BALL VALVE 1/2
Yes | DV1748B | 11/04/2015 | ORO HI- CEBU | CEBU HI-Q MANUFACTURING CORP. | FIL EP 10SL | PENTEK EP - 10 SLIM | 24 | 320 | PENTEK EP - 10 SLIM | PENTEK EP - 10 SLIM
Yes | DV1748B | 11/04/2015 | ORO HI- CEBU | CEBU HI-Q MANUFACTURING CORP. | PRE REG 1/2 | PRESSURE REGULATOR 1/2 - TAIWAN | 9 | 1700 | PRESSURE REGULATOR 1/2" SS - TAIWAN | PRESSURE REGULATOR 1/2" SS - TAIWAN
Yes | DV1723B | 11/02/2015 | AQUACACRE | AQUACARES |  | WATERCHECK 20SL - 1 MICRON | 75 | 0 | #N/A | WATERCHECK 20SL - 1 MICRON
Yes | DV1723B | 11/02/2015 | AQUACACRE | AQUACARES |  | WATERCHECK 20SL - 5 MICRON | 75 | 0 | #N/A | WATERCHECK 20SL - 5 MICRON
Yes | DV1723B | 11/02/2015 | AQUACACRE | AQUACARES |  | HYDROSEP 20SL - 10 MICRON | 50 | 0 | #N/A | HYDROSEP 20SL - 10 MICRON
Yes | DV1723B | 11/02/2015 | AQUACACRE | AQUACARES |  | HYDROSEP 20SL - 20 MICRON | 50 | 0 | #N/A | HYDROSEP 20SL - 20 MICRON
Yes | DV1744B | 11/04/2015 | ORO HI- CEBU | CEBU HI-Q MANUFACTURING CORP. | PVC - COUP_PL 1*1/4 | COUPLING PLAIN 1*1/4 | 8 | 18 | ZYPE COUPLING PLAIN 1*1/4 | ZYPE COUPLING PLAIN 1*1/4
Yes | DV1745B | 11/04/2015 | ORO HI- CEBU | CEBU HI-Q MANUFACTURING CORP. | PVC AP_COUP PLN_2 | AP COUPLING PLAIN 2" | 5 | 52 | ZYPE COUPLING PLAIN 2" | ZYPE COUPLING PLAIN 2"
Yes | DV1745B | 11/04/2015 | ORO HI- CEBU | CEBU HI-Q MANUFACTURING CORP. | PVC AP_MALE A_2 | AP MALE ADAPTOR 2" | 2 | 52 | ZYPE MALE ADAPTOR 2" | ZYPE MALE ADAPTOR 2"
Yes | DV1745B | 11/04/2015 | ORO HI- CEBU | CEBU HI-Q MANUFACTURING CORP. | PVC AP_TEE PLN_2 | AP TEE PLAIN 2" | 7 | 139 | ZYPE TEE PLAIN 2" | ZYPE TEE PLAIN 2"
Yes | DV1745B | 11/04/2015 | ORO HI- CEBU | CEBU HI-Q MANUFACTURING CORP. | PVC AP_PTN PLN_2 | AP PATENTE PLAIN 2" | 14 | 259 | ZYPE PATENTE PLAIN 2" | ZYPE PATENTE PLAIN 2"
Yes | DV1745B | 11/04/2015 | ORO HI- CEBU | CEBU HI-Q MANUFACTURING CORP. | PVC AP_90ELB PLN_2 | AP 90° ELBOW PLAIN 2" | 60 | 82 | ZYPE 90° ELBOW PLAIN 2" | ZYPE 90° ELBOW PLAIN 2"
Yes | DV1745B | 11/04/2015 | ORO HI- CEBU | CEBU HI-Q MANUFACTURING CORP. | ACCS_AIR H9908 | H9908 AIRCHECK - 1700 BRINE VALVE | 1 | 0 | H9908 AIRCHECK - 1700 BRINE VALVE | H9908 AIRCHECK - 1700 BRINE VALVE
Yes | DV1745B | 11/04/2015 | ORO HI- CEBU | CEBU HI-Q MANUFACTURING CORP. | HOSE J1/2 | JOHN GUEST HOSE 1/2" WHITE color | 2 | 0 | JOHN GUEST HOSE 1/2" WHITE color (75 meter/roll) | JOHN GUEST HOSE 1/2" WHITE color (75 meter/roll)
Yes | DV1745B | 11/04/2015 | ORO HI- CEBU | CEBU HI-Q MANUFACTURING CORP. | FRP BTW 290L | BRINE TANK 290L - 350L (white) | 1 | 6500 | BRINE TANK 290L - 350L WHITE | BRINE TANK 290L - 350L WHITE
Yes | DV1745B | 11/04/2015 | ORO HI- CEBU | CEBU HI-Q MANUFACTURING CORP. | FRP 1665 WV_3 | FRP TANK 16" x 65" ( 4") WAVE CYBER BEIGE color | 1 | 11000 | FRP TANK 16" x 65" (-4T) WAVE CYBER BEIGE color | FRP TANK 16" x 65" (-4T) WAVE CYBER BEIGE color
Yes | DV1745B | 11/04/2015 | ORO HI- CEBU | CEBU HI-Q MANUFACTURING CORP. | TANK_28G | STORAGE TANK 28 GALLON BLUE | 2 | 6000 | STORAGE TANK 28 GALLON | STORAGE TANK 28 GALLON
Yes | DV1745B | 11/04/2015 | ORO HI- CEBU | CEBU HI-Q MANUFACTURING CORP. | PUMP CHL4-40 | CNP CHL4-40 (2hp) 1.5kw. 1PH | 2 | 9233 | #N/A | CNP CHL4-40 (2hp) 1.5kw. 1PH
Yes | DV1749B | 11/04/2015 | ORO HI- CEBU | CEBU HI-Q MANUFACTURING CORP. | PRE PG 100 AIR | PRESSURE GAUGE 100 PSI - AIR | 100 | 150 | PRESSURE GAUGE 100 PSI - AIR | PRESSURE GAUGE 100 PSI - AIR
Yes | DV1749B | 11/04/2015 | ORO HI- CEBU | CEBU HI-Q MANUFACTURING CORP. | FCET_GOOSE | GOOSENECK FAUCET ONLY | 100 | 200 | FF-800 GOOSENECK FAUCET ONLY | FF-800 GOOSENECK FAUCET ONLY
Yes | DV1749B | 11/04/2015 | ORO HI- CEBU | CEBU HI-Q MANUFACTURING CORP. | FCET_BVALVE | GOOSENECK BALL VALVE 1/2" SS | 60 | 160 | GOOSENECK BALL VALVE 1/2" SS ORANGE handle | GOOSENECK BALL VALVE 1/2" SS ORANGE handle
Yes | DV1749B | 11/04/2015 | ORO HI- CEBU | CEBU HI-Q MANUFACTURING CORP. | PUMP ATS1000 | AQUA TEDELA ATS-1000 1.3hp (1kw) | 15 | 3680 | AQUA TEDELA ATS-1000 1.3hp (1kw) | AQUA TEDELA ATS-1000 1.3hp (1kw)
Yes | DV1749B | 11/04/2015 | ORO HI- CEBU | CEBU HI-Q MANUFACTURING CORP. | PUMP ATS550 | AQUA TEDELA ATS-550 3/4hp (0.55kw) | 15 | 3040 | AQUA TEDELA ATS-550 3/4hp (0.55kw) | AQUA TEDELA ATS-550 3/4hp (0.55kw)
Yes | DV1749B | 11/04/2015 | ORO HI- CEBU | CEBU HI-Q MANUFACTURING CORP. | PUMP CDLF1-130 | CNP CDLF1-130 (1.5hp)1.1kw. 1PHASE | 5 | 17465 | #N/A | CNP CDLF1-130 (1.5hp)1.1kw. 1PHASE
Yes | DV1749B | 11/04/2015 | ORO HI- CEBU | CEBU HI-Q MANUFACTURING CORP. | JACO(Z-1068) | JACO Z-1068 3/8"x1/2" male straight conn. (taiwan) | 20 | 60 | JACO Z-1068 - 3/8mm x 1/2" male straight connector (taiwan) | JACO Z-1068 - 3/8mm x 1/2" male straight connector (taiwan)
Yes | DV1749B | 11/04/2015 | ORO HI- CEBU | CEBU HI-Q MANUFACTURING CORP. | ACCS_STS | STRAINER H 2805 | 20 | 120 | #N/A | STRAINER H 2805
Yes | DV1749B | 11/04/2015 | ORO HI- CEBU | CEBU HI-Q MANUFACTURING CORP. | ACCS_STSB | STRAINER H 2807 | 20 | 120 | #N/A | STRAINER H 2807
Yes | DV2244B | 11/02/2015 | AGUSTO SO | AUGUSTO K. SO | FIL GAC 10SL | WATERCHECK GAC - 10SL Granular Activated Carbon | 6 | 250 | WATERCHECK GAC - 10SL (granular activated carbon) | WATERCHECK GAC - 10SL (granular activated carbon)
Yes | DV2244B | 11/02/2015 | AGUSTO SO | AUGUSTO K. SO | FIL EMP WCPF 50GPD | EMPRESS T33 POST CARBON FILTER 2500g. | 2 | 350 | EMPRESS T33 POST CARBON FILTER 2500G. | EMPRESS T33 POST CARBON FILTER 2500G.
Yes | DV2245B | 11/02/2015 | WALK IN AQUA | WALK IN AQUA WATER STATION | ROM XLE | FILMTEC BW30 40 x 40 X.L.E | 2 | 15000 | FILMTEC BW30 40 x 40 X.L.E | FILMTEC BW30 40 x 40 X.L.E
Yes | DV2246B | 11/02/2015 | PALOMARES A. | ALFONSO PALOMARES | FIL NB WP5 - 10SL | PUREGEN 10SL - WP 5 MICRON | 4 | 80 | #N/A | PUREGEN 10SL - WP 5 MICRON
Yes | DV2247B | 11/02/2015 | SARAZA | RONALD SARAZA | PUR_ALKA E-408 | EMPRESS ALKALINE MACHINE-E408 (6 poles) | 1 | 22000 | EMPRESS ALKALINE MACHINE E-408 | EMPRESS ALKALINE MACHINE E-408
Yes | DV2248B | 11/03/2015 | ARENOS J. | JULIET ARENOS | FIL WC 10SL-CBF | WATERCHECK 10SL - CBF | 30 | 250 | #N/A | WATERCHECK 10SL - CBF
Yes | DV2249B | 11/03/2015 | PUREFILTER | PUREFILTER TRADING | MEM_SW11 2540 | VONTRON MEMBRANE SW11 25 x 40 | 2 | 6500 | VONTRON MEMBRANE SW11 25 x 40 | VONTRON MEMBRANE SW11 25 x 40
Yes | DV2522B | 11/12/2015 | UNIQUE | UNIQUE INTERNATIONAL | ACCS_CAP3 | WAVE CYBER HEAD CAP 13"x54" | 3 | 0 | WAVE CYBER HEAD CAP 13" x 54" | WAVE CYBER HEAD CAP 13" x 54"
Yes | DV2522B | 11/12/2015 | UNIQUE | UNIQUE INTERNATIONAL | FRP_JACKET 1354 | 13" x 54" STAINLESS JACKET | 3 | 2800 | (bdle) 13" x 54" STAINLESS JACKET w/ HEAD CAP | (bdle) 13" x 54" STAINLESS JACKET w/ HEAD CAP
Yes | DV2523B | 11/13/2015 | ORO HI- CEBU | CEBU HI-Q MANUFACTURING CORP. | FIL EP 20SL | PENTEK EP - 20 SLIM | 72 | 420 | PENTEK EP - 20 SLIM | PENTEK EP - 20 SLIM
Yes | DV2523B | 11/13/2015 | ORO HI- CEBU | CEBU HI-Q MANUFACTURING CORP. | PVC AP_PTN TRD_1*1/4 | AP PATENTE THREADED 1*1/4" | 30 | 131 | ZYPE PATENTE THREADED 1*1/4" | ZYPE PATENTE THREADED 1*1/4"
Yes | DV2525B | 11/12/2015 | NASA | NASA WATER | FIL WC 20SL-CBF | WATERCHECK 20SL - CBF | 15 | 350 | #N/A | WATERCHECK 20SL - CBF
Yes | DV2526BG | 11/12/2015 | WATERGATE | WATERGATE PUMPS & WELL SERVICES | GAL_PET 500ml Clear | PET BOTTLE 500ml - Clear (200pcs./ Per Pack) | 1 | 980 | PET BOTTLE 500 ml - CLEAR (200pcs/ Per Pack) | PET BOTTLE 500 ml - CLEAR (200pcs/ Per Pack)
Yes | DV2526BG | 11/12/2015 | WATERGATE | WATERGATE PUMPS & WELL SERVICES | GAL_PET 350ml 2 | PET BOTTLE 350ml - Clear (250pcs./ Per Pack) | 1 | 1175 | PET BOTTLE 350 ml - CLEAR (250pcs/ Per Pack) | PET BOTTLE 350 ml - CLEAR (250pcs/ Per Pack)
Yes | DV2527B | 11/11/2015 | DELOS SANTOS B. | BERNARD J. DELOS SANTOS | PUMP ATS1000 | AQUA TEDELA ATS-1000 1.3hp (1kw) | 1 | 4370 | AQUA TEDELA ATS-1000 1.3hp (1kw) | AQUA TEDELA ATS-1000 1.3hp (1kw)
Yes | DV2528B | 11/12/2015 | ACEBEDOS | RANDY ACEBEDOS |  | SLIMBLUE HOUSING 20" npt 3/4" CHINA (CH20-40) | 7 | 0 | #N/A | SLIMBLUE HOUSING 20" npt 3/4" CHINA (CH20-40)
Yes | DV2528B | 11/12/2015 | ACEBEDOS | RANDY ACEBEDOS |  | SPANNER WRENCH SLIM 20 " CHINA | 2 | 0 | #N/A | SPANNER WRENCH SLIM 20 " CHINA
Yes | DV2528B | 11/12/2015 | ACEBEDOS | RANDY ACEBEDOS |  | SCREW FOR SL HOUSING | 28 | 0 | SCREW FOR SL HOUSING | SCREW FOR SL HOUSING
Yes | DV2528B | 11/12/2015 | ACEBEDOS | RANDY ACEBEDOS |  | BRACKET STEEL TAIWAN ( new ) | 7 | 0 | #N/A | BRACKET STEEL TAIWAN ( new )
Yes | DV2528B | 11/12/2015 | ACEBEDOS | RANDY ACEBEDOS |  | PUSH BOTTON SWITCH GREEN (silver edition) | 10 | 0 | LAY37-Y090 PUSH BOTTON SWITCH GREEN (silver edition) | LAY37-Y090 PUSH BOTTON SWITCH GREEN (silver edition)
Yes | DV2528B | 11/12/2015 | ACEBEDOS | RANDY ACEBEDOS |  | FITTING STAINLESS SPC 1/4" | 10 | 0 | #N/A | FITTING STAINLESS SPC 1/4"
Yes | DV2528B | 11/12/2015 | ACEBEDOS | RANDY ACEBEDOS |  | FITTING STAINLESS SPCF 1/4" | 10 | 0 | #N/A | FITTING STAINLESS SPCF 1/4"
Yes | DV2528B | 11/12/2015 | ACEBEDOS | RANDY ACEBEDOS |  | HOSE 4 x 0.75 TRANSPARENT | 10 | 0 | CHINAUST HOSE 4 x 0.75 mm TRANSPARENT (500 meter/roll) | CHINAUST HOSE 4 x 0.75 mm TRANSPARENT (500 meter/roll)
Yes | DV2528B | 11/12/2015 | ACEBEDOS | RANDY ACEBEDOS |  | PUSH FITTING SPL 12-04 | 10 | 0 | #N/A | PUSH FITTING SPL 12-04
Yes | DV2528B | 11/12/2015 | ACEBEDOS | RANDY ACEBEDOS |  | HOSE 8 x 12 mm. BLUE COLOR | 10 | 0 | TPUCO HOSE 8 x 12 mm. BLUE color (100 meter/roll) | TPUCO HOSE 8 x 12 mm. BLUE color (100 meter/roll)
Yes | DV2529B | 11/13/2015 | FIRST STATION | WATER ELEMENT | ROS_SET3VS3 | 3000 GPD A88-VANINA SERIES w/ MANUAL HEAD | 1 | 76700 | #N/A | 3000 GPD A88-VANINA SERIES w/ MANUAL HEAD
Yes | DV2664B | 11/12/2015 | SENTILLAS | ROLDAN SENTILLAS | UV LAMP 12GPM (AB) | ULTRA VIOLET LAMP 12 GPM - (aqua-b) | 1 | 2600 | ULTRA VIOLET AQUA-B LAMP 12 GPM (43W) | ULTRA VIOLET AQUA-B LAMP 12 GPM (43W)
Yes | DV2665B | 11/12/2015 | DISTOR | STREAM PLUS | ACCS_FVC 1" | FLOAT VALVE CONTROL 1" | 2 | 320 | FLOAT VALVE CONTROL 1" | FLOAT VALVE CONTROL 1"
Yes | DV2667B | 11/12/2015 | UNIFIBER | UNIFIBER INDUSTRIES INC. | PVC- TEFLON | TEFLON TAPE | 1 | 15 | TITANIUM TEFLON TAPE 3/4" | TITANIUM TEFLON TAPE 3/4"
Yes | DV2668BG | 11/12/2015 | CHUA JAKE | JAKE CHUA | GAL_SEAL OVERALL | OVER-ALL UMBRELLA CAP SEAL | 1 | 280 | #N/A | OVER-ALL UMBRELLA CAP SEAL
Yes | DV2668BG | 11/12/2015 | CHUA JAKE | JAKE CHUA | GAL_SEAL SMALL | SMALL CAP SEAL | 1 | 130 | #N/A | SMALL CAP SEAL
Yes | DV2668BG | 11/12/2015 | CHUA JAKE | JAKE CHUA | GAL_SEAL FCT | FAUCET SEAL | 1 | 180 | #N/A | FAUCET SEAL
Yes | DV2669B | 11/12/2015 | PANGAN D. | DANIEL PANGAN | PVC- TEFLON | TEFLON TAPE | 2 | 15 | TITANIUM TEFLON TAPE 3/4" | TITANIUM TEFLON TAPE 3/4"
Yes | DV2669B | 11/12/2015 | PANGAN D. | DANIEL PANGAN | PVC AP_MALE A_1 | AP MALE ADAPTOR 1" | 2 | 18 | ZYPE MALE ADAPTOR 1" | ZYPE MALE ADAPTOR 1"
Yes | DV2669B | 11/12/2015 | PANGAN D. | DANIEL PANGAN | PVC AP_COUP THR_3/4X1/2 | AP COUPLING REDUCER THREADED 3/4" x 1/2" | 2 | 25 | ZYPE COUPLING REDUCER THREADED 3/4" x 1/2" | ZYPE COUPLING REDUCER THREADED 3/4" x 1/2"
Yes | DV2669B | 11/12/2015 | PANGAN D. | DANIEL PANGAN | PVC - OUT RED_3 | OUTSIDE REDUCER 1 x 3/4 | 2 | 16 | #N/A | OUTSIDE REDUCER 1 x 3/4
Yes | DV2669B | 11/12/2015 | PANGAN D. | DANIEL PANGAN | PVC AP_PTN PLN_1 | AP PATENTE PLAIN 1" | 1 | 82 | ZYPE PATENTE PLAIN 1" | ZYPE PATENTE PLAIN 1"
Yes | DV2670B | 11/12/2015 | BLUE BURST | BLUE BURST | EWD MITSU | EUREKA MITSUTECH HOT & COLD (MWD-131) | 1 | 3200 | EUREKA MITSUTECH HOT & COLD (MWD-131) | EUREKA MITSUTECH HOT & COLD (MWD-131)
Yes | DV2671BG | 11/12/2015 | BLUE BURST | BLUE BURST | GAL_SML FCT | FAUCET FOR SLIM CONTAINER GREEN color | 10 | 25 | FAUCET FOR SLIM CONTAINER GREEN color | FAUCET FOR SLIM CONTAINER GREEN color
Yes | DV2672B | 11/12/2015 | SHADY | SHADY LAB INNOVATION CORPORATION | MF SSALT CLARO | CLARO VIDA SOLAR SALT (50kgs.) | 1 | 500 | CLARO VIDA SOLAR SALT (50kgs.) | CLARO VIDA SOLAR SALT (50kgs.)
Yes | DV2673B | 11/12/2015 | HEMOTEK | HEMOTEK RENAL CENTER, INC. | PVC - P1 | PIPE 1" | 1 | 344 | ZYPE PIPE 1" | ZYPE PIPE 1"
Yes | DV2674B | 11/12/2015 | PELIAS | MS. JOSSETTE G. PELIAS | FIL HYDRO 20BB | HYDROSEP 20BB - CARBON block filter | 1 | 1600 | HYDROSEP 20BB - CBF (carbon block filter) | HYDROSEP 20BB - CBF (carbon block filter)
Yes | DV2675B | 11/12/2015 | LIWANAG | MR. JERSON LIWANAG | PVC - BVALVE 1/2 | BALL VALVE 1/2 | 1 | 57 | #N/A | BALL VALVE 1/2
Yes | DV2675B | 11/12/2015 | LIWANAG | MR. JERSON LIWANAG | PVC AP_PTN PLN_1/2 | AP PATENTE PLAIN 1/2" | 2 | 40 | ZYPE PATENTE PLAIN 1/2" | ZYPE PATENTE PLAIN 1/2"
Yes | DV2675B | 11/12/2015 | LIWANAG | MR. JERSON LIWANAG | PVC AP_COUP PLN_1/2 | AP COUPLING PLAIN 1/2" | 2 | 6.5 | ZYPE COUPLING PLAIN 1/2" | ZYPE COUPLING PLAIN 1/2"
Yes | DV2675B | 11/12/2015 | LIWANAG | MR. JERSON LIWANAG | PVC AP_90ELB PLN_1/2 | AP 90° ELBOW PLAIN 1/2" | 3 | 10 | ZYPE 90° ELBOW PLAIN 1/2" | ZYPE 90° ELBOW PLAIN 1/2"
Yes | DV2675B | 11/12/2015 | LIWANAG | MR. JERSON LIWANAG | PVC AP_TEE PLN_1/2 | AP TEE PLAIN 1/2" | 1 | 12 | ZYPE TEE PLAIN 1/2" | ZYPE TEE PLAIN 1/2"
Yes | DV2675B | 11/12/2015 | LIWANAG | MR. JERSON LIWANAG | PVC AP_PTN PLN_1 | AP PATENTE PLAIN 1" | 3 | 82 | ZYPE PATENTE PLAIN 1" | ZYPE PATENTE PLAIN 1"
Yes | DV2675B | 11/12/2015 | LIWANAG | MR. JERSON LIWANAG | PVC AP_COUP PLN_1 | AP COUPLING PLAIN 1" | 2 | 14 | ZYPE COUPLING PLAIN 1" | ZYPE COUPLING PLAIN 1"
Yes | DV2676B | 11/12/2015 | TUBO R | RENE TUBO | FIL PRIME10SL-PP5 | PURE PRIME 10SL - 5 MICRON | 2 | 60 | PURE PRIME 10SL - 5 MICRON | PURE PRIME 10SL - 5 MICRON
Yes | DV2677B | 11/12/2015 | NCR ELECTROMECHANICAL | NCR ELECTROMECHANICAL SERVICES | PUMP CDLF2-70 | CNP Vertical Pump CDLF2-70 (2hp) 1.5kw. 3 PHASE | 1 | 21350 | CNP VERTICAL Pump CDLF 2-7 (2hp) 1.5kw 440v - 3 PH | CNP VERTICAL Pump CDLF 2-7 (2hp) 1.5kw 440v - 3 PH
Yes | DV2677B | 11/12/2015 | NCR ELECTROMECHANICAL | NCR ELECTROMECHANICAL SERVICES | PUMP CDLF4-60 3P | CNP Vertical Pump CDLF4-60 (3hp) 2.2kw. 3 PHASE | 1 | 22580 | CNP VERTICAL Pump CDLF 4-6 (3hp) 2.2kw 440v - 3 PH | CNP VERTICAL Pump CDLF 4-6 (3hp) 2.2kw 440v - 3 PH
Yes | DV2678BG | 11/12/2015 | ELLA | C/O SIR TEDDY | GAL_NST CUP | NON-SPILL TYPE for ROUND CONT (half-cap) | 2 | 3.5 | HALF-CAP NON-SPILL TYPE for ROUND CONT | HALF-CAP NON-SPILL TYPE for ROUND CONT
Yes | DV2680B | 11/12/2015 | 3M WATER | LHAM TRADING | MF ACT. CBF PURE8x12 | PURE PRIME ACTIVATED CARBON 8 x 12 | 14 | 2200 | PURE PRIME ACTIVATED CARBON 8 x 12 | PURE PRIME ACTIVATED CARBON 8 x 12
Yes | DV2680B | 11/12/2015 | 3M WATER | LHAM TRADING | MF MNGS ZEO | MANGANESE ZEOLITE 30 kgs. | 8 | 2600 | MANGANESE ZEOLITE 30 kgs. | MANGANESE ZEOLITE 30 kgs.
Yes | DV2680B | 11/12/2015 | 3M WATER | LHAM TRADING | RF TL2-20"X5 | RAPID FILTER TL2-20"x 5" (CLAMP TYPE) npt 1*1/2" | 2 | 6500 | HYDRAP RAPID FILTER TL2-20"x 5 npt 1*1/2" THRD (clamp) | HYDRAP RAPID FILTER TL2-20"x 5 npt 1*1/2" THRD (clamp)
Yes | DV2680B | 11/12/2015 | 3M WATER | LHAM TRADING | PVC- TEFLON | TEFLON TAPE | 30 | 13 | TITANIUM TEFLON TAPE 3/4" | TITANIUM TEFLON TAPE 3/4"
Yes | DV2680B | 11/12/2015 | 3M WATER | LHAM TRADING | HOSE J1/2 B | JOHN GUEST HOSE 1/2" BLUE color | 5 | 90 | JOHN GUEST HOSE 1/2" BLUE color (75 meter/roll) | JOHN GUEST HOSE 1/2" BLUE color (75 meter/roll)
Yes | DV2680B | 11/12/2015 | 3M WATER | LHAM TRADING | JAC_CONN 4088 | JACO FIBRA 4088 (1/2x1/2) 220psi | 2 | 96 | JACO FIBRA 4088 - 1/2mm x 1/2" male elbow (US 220psi) | JACO FIBRA 4088 - 1/2mm x 1/2" male elbow (US 220psi)
Yes | DV2680B | 11/12/2015 | 3M WATER | LHAM TRADING | JAC_CONN 4588 | JACO FIBRA 4588 (1/2x1/2) 220psi | 1 | 144 | JACO FIBRA 4588 - 1/2mm x 1/2" female elbow (US 220psi) | JACO FIBRA 4588 - 1/2mm x 1/2" female elbow (US 220psi)
Yes | DV2680B | 11/12/2015 | 3M WATER | LHAM TRADING | QF_QCM66 | QUICK FITTING M66 3/4"x3/4" coupling | 2 | 100 | QUICK FITTING M66 (3/4"x3/4") coupling | QUICK FITTING M66 (3/4"x3/4") coupling
Yes | DV2680B | 11/12/2015 | 3M WATER | LHAM TRADING | ACCS_CO1/4 | VA - 05 SAMPLING COCK 1/4" | 2 | 100 | VA - 05 SAMPLING COCK 1/4" - STAINLESS | VA - 05 SAMPLING COCK 1/4" - STAINLESS
Yes | DV2681B | 11/12/2015 | WATER EH | WATER EH | PVC-ELB-TRD 1" | ELBOW THREADED 1" | 2 | 29 | ZYPE 90° ELBOW THREADED 1" | ZYPE 90° ELBOW THREADED 1"
Yes | DV2681B | 11/12/2015 | WATER EH | WATER EH | PVC AP_CLAMP_3/4 | AP CLAMP 3/4" | 30 | 20 | ZYPE CLAMP 3/4" | ZYPE CLAMP 3/4"
Yes | DV2681B | 11/12/2015 | WATER EH | WATER EH | PVC AP_CLAMP_1/2 | AP CLAMP 1/2" | 20 | 14 | ZYPE CLAMP 1/2" | ZYPE CLAMP 1/2"
Yes | DV2681B | 11/12/2015 | WATER EH | WATER EH | PVC AP_90ELB PLN_1/2 | AP 90° ELBOW PLAIN 1/2" | 50 | 8 | ZYPE 90° ELBOW PLAIN 1/2" | ZYPE 90° ELBOW PLAIN 1/2"
Yes | DV2681B | 11/12/2015 | WATER EH | WATER EH | PVC AP_COUP TRD_1 | AP COUPLING THREADED 1" | 4 | 18 | ZYPE COUPLING THREADED 1" | ZYPE COUPLING THREADED 1"
Yes | DV2681B | 11/12/2015 | WATER EH | WATER EH | PVC - P1/2 | PIPE 1/2 | 5 | 119 | ZYPE PIPE 1/2" | ZYPE PIPE 1/2"
Yes | DV2682B | 11/12/2015 | JN MICRO | JN MICRO WATER REFILLING STATION | ACCS_AP2000W | HEAT GUN AP2000W model | 2 | 850 | HEAT GUN AP2000W model | HEAT GUN AP2000W model
Yes | DV2683BG | 11/12/2015 | AQUA CITY | AQUA CITY GEN. MDSE. | GAL_NST CUP | NON-SPILL TYPE for ROUND CONT (half-cap) | 300 | 3.5 | HALF-CAP NON-SPILL TYPE for ROUND CONT | HALF-CAP NON-SPILL TYPE for ROUND CONT
Yes | DV2684B | 11/12/2015 | JT PLAS. | JT PLASTICS |  | CERAMIC FILTER KOREA Dome type | 1 | 0 | CERAMIC FILTER KOREA DOME TYPE | CERAMIC FILTER KOREA DOME TYPE
Yes | DV2816B | 11/14/2015 | YAMA | OSMOTECH INC. | ACCS_SCREW2 | SCREW for BB HOUSING | 60 | 0 | SCREW FOR BB HOUSING | SCREW FOR BB HOUSING
Yes | DV2816B | 11/14/2015 | YAMA | OSMOTECH INC. | ACCS_BRAC BBT | BRACKET STEEL BB TAIWAN | 15 | 0 | BRACKET STEEL BB TAIWAN | BRACKET STEEL BB TAIWAN
Yes | DV2816B | 11/14/2015 | YAMA | OSMOTECH INC. | ACCS_SPNR BB-T | SPANNER WRENCH BB TAIWAN | 15 | 0 | SPANNER WRENCH BB TAIWAN (BLACK) | SPANNER WRENCH BB TAIWAN (BLACK)
Yes | DV2816B | 11/14/2015 | YAMA | OSMOTECH INC. | HOUSING BB20-T | BIG BLUE HOUSING 20" npt 1" TAiWAN | 15 | 1400 | (bdle) BIG BLUE HOUSING 20" npt 1" TAIWAN w/ ACCS. | (bdle) BIG BLUE HOUSING 20" npt 1" TAIWAN w/ ACCS.
Yes | DV2817B | 11/14/2015 | AQUA CITY | AQUA CITY GEN. MDSE. | FIL HYDRO 20 PP_1 | HYDROSEP 20SL - 20 MICRON | 5 | 95 | #N/A | HYDROSEP 20SL - 20 MICRON
Yes | DV2817B | 11/14/2015 | AQUA CITY | AQUA CITY GEN. MDSE. | PVC AP_45ELB PLN_1 | AP 45° ELBOW PLAIN 1" | 4 | 19 | ZYPE 45° ELBOW PLAIN 1" | ZYPE 45° ELBOW PLAIN 1"
Yes | DV2817B | 11/14/2015 | AQUA CITY | AQUA CITY GEN. MDSE. | PVC AP_COUP TRD_1 | AP COUPLING THREADED 1" | 4 | 21 | ZYPE COUPLING THREADED 1" | ZYPE COUPLING THREADED 1"
Yes | DV2817B | 11/14/2015 | AQUA CITY | AQUA CITY GEN. MDSE. | PVC AP_PTN TRD_1 | AP PATENTE THREADED 1" | 2 | 93 | ZYPE PATENTE THREADED 1" | ZYPE PATENTE THREADED 1"
Yes | DV2817B | 11/14/2015 | AQUA CITY | AQUA CITY GEN. MDSE. | PVC-ELB-TRD 1" | ELBOW THREADED 1" | 3 | 34 | ZYPE 90° ELBOW THREADED 1" | ZYPE 90° ELBOW THREADED 1"
Yes | DV2817B | 11/14/2015 | AQUA CITY | AQUA CITY GEN. MDSE. | HOSE 1/4 B | HOSE R.O TUBING 1/4 BLUE color | 1 | 40 | CCK R.O TUBING HOSE 1/4" BLUE color (300 meter/roll) | CCK R.O TUBING HOSE 1/4" BLUE color (300 meter/roll)
Yes | DV2817B | 11/14/2015 | AQUA CITY | AQUA CITY GEN. MDSE. | JACO(Z-7044) | JACO Z-704 1/4" tee conn. (taiwan) | 1 | 90 | JACO Z-704 - 1/4mm union tee connector (taiwan) | JACO Z-704 - 1/4mm union tee connector (taiwan)
Yes | DV2817B | 11/14/2015 | AQUA CITY | AQUA CITY GEN. MDSE. | PRE MPG-150CL | MAZAKI PRESSURE GAUGE 150 PSI - CLAMP | 1 | 450 | MAZAKI PRESSURE GAUGE 150 PSI - CLAMP | MAZAKI PRESSURE GAUGE 150 PSI - CLAMP
Yes | DV2817B | 11/14/2015 | AQUA CITY | AQUA CITY GEN. MDSE. | JACO(Z-2544) | JACO Z-2544 1/4" female straight conn.(taiwan) | 1 | 90 | JACO Z-2544 - 1/4mm x 1/4" female straight connector (taiwan) | JACO Z-2544 - 1/4mm x 1/4" female straight connector (taiwan)
Yes | DV2817B | 11/14/2015 | AQUA CITY | AQUA CITY GEN. MDSE. | PVC - ECAP TRD 3/4 | END CAP THREADED 3/4" | 1 | 11 | ZYPE END CAP THREADED 3/4" | ZYPE END CAP THREADED 3/4"
Yes | DV2818B | 11/14/2015 | GADIA K. | KRISTINE GADIA | PVC AP_COUP THR_1/2x1/4 | AP COUPLING REDUCER THREADED 1/2" x 1/4" | 4 | 20 | ZYPE COUPLING REDUCER THREADED 1/2" x 1/4" | ZYPE COUPLING REDUCER THREADED 1/2" x 1/4"
Yes | DV2819B | 11/14/2015 | OROCAY | MR. ROD OROCAY | PVC- TEFLON | TEFLON TAPE | 10 | 15 | TITANIUM TEFLON TAPE 3/4" | TITANIUM TEFLON TAPE 3/4"
Yes | DV2819B | 11/14/2015 | OROCAY | MR. ROD OROCAY | ACCS_CAP | WAVE CYBER HEAD CAP 10"x54" | 1 | 0 | WAVE CYBER HEAD CAP 10" x 54" | WAVE CYBER HEAD CAP 10" x 54"
Yes | DV2819B | 11/14/2015 | OROCAY | MR. ROD OROCAY | FRP_JACKET WV | 10"x 54" SS JACKET WAVE CYBER brand | 1 | 1800 | (bdle) 10" x 54" STAINLESS JACKET w/ HEAD CAP | (bdle) 10" x 54" STAINLESS JACKET w/ HEAD CAP
Yes | DV2819B | 11/14/2015 | OROCAY | MR. ROD OROCAY | ACCS_STSB | STRAINER H 2807 | 1 | 0 | #N/A | STRAINER H 2807
Yes | DV2819B | 11/14/2015 | OROCAY | MR. ROD OROCAY | ACCS_RTUBE | RISER TUBE ONLY (10x54) | 1 | 0 | RISER TUBE for 10 x 54 FRP | RISER TUBE for 10 x 54 FRP
Yes | DV2819B | 11/14/2015 | OROCAY | MR. ROD OROCAY | FRP 1054 WV_2 | FRP TANK 10" x 54" WAVE CYBER BLUE color | 1 | 2500 | (bdle) FRP TANK 10" x 54" (-2.5T) WAVE CYBER BLUE color w/ ACCS. | (bdle) FRP TANK 10" x 54" (-2.5T) WAVE CYBER BLUE color w/ ACCS.
Yes | DV2820B | 11/14/2015 | FABIO, JUN | JUN FABIO | PVC - BVALVE 3/4 | BALL VALVE 3/4 | 4 | 74 | #N/A | BALL VALVE 3/4
Yes | DV2820B | 11/14/2015 | FABIO, JUN | JUN FABIO | PVC - BVALVE 1/2 | BALL VALVE 1/2 | 3 | 48 | #N/A | BALL VALVE 1/2
Yes | DV2820B | 11/14/2015 | FABIO, JUN | JUN FABIO | FCET_CONN | GOOSENECK CONNECTOR 1/2" SS ONLY | 2 | 150 | GOOSENECK CONNECTOR 1/2" SS ONLY | GOOSENECK CONNECTOR 1/2" SS ONLY
Yes | DV2820B | 11/14/2015 | FABIO, JUN | JUN FABIO | SP_FSPCF1/4" | FITTING STAINLESS SPCF 1/4" (4x7.5) fm. Str. Thrd. | 2 | 80 | FITTING STAINLESS SPCF 1/4" (4x7.5) female straight | FITTING STAINLESS SPCF 1/4" (4x7.5) female straight
Yes | DV2820B | 11/14/2015 | FABIO, JUN | JUN FABIO | SP_FSPC1/2" | FITTING STAINLESS SPC 1/2" (4x7.5) m. str. Thread | 1 | 80 | FITTING STAINLESS SPC 1/2" (4x7.5) male straight | FITTING STAINLESS SPC 1/2" (4x7.5) male straight
Yes | DV2821B | 11/14/2015 | PONCEHARD | MADRIAGA WATER SYSTEM SUPPLIES | ACCS_FLSN | FLOAT SWITCH-NEW 3m. | 1 | 380 | WLS-1 FLOAT SWITCH-NEW 3m. | WLS-1 FLOAT SWITCH-NEW 3m.
Yes | DV2821B | 11/14/2015 | PONCEHARD | MADRIAGA WATER SYSTEM SUPPLIES | ACCS_FVC 1" | FLOAT VALVE CONTROL 1" | 1 | 420 | FLOAT VALVE CONTROL 1" | FLOAT VALVE CONTROL 1"
Yes | DV2822B | 11/14/2015 | JUNIOR GENITA | JUNIOR GENITA/GMAR | FIL NB WP10 - 20SL | PUREGEN 20SL - WP 10 MICRON | 1 | 160 | #N/A | PUREGEN 20SL - WP 10 MICRON
Yes | DV2822B | 11/14/2015 | JUNIOR GENITA | JUNIOR GENITA/GMAR | FIL NB WP5 - 20SL | PUREGEN 20SL - WP 5 MICRON | 1 | 160 | #N/A | PUREGEN 20SL - WP 5 MICRON
Yes | DV2822B | 11/14/2015 | JUNIOR GENITA | JUNIOR GENITA/GMAR | FIL NB WP1 - 10SL | PUREGEN 10SL - WP 1 MICRON | 1 | 50 | #N/A | PUREGEN 10SL - WP 1 MICRON
Yes | DV2822B | 11/14/2015 | JUNIOR GENITA | JUNIOR GENITA/GMAR | FIL WC 10SL-PP | WATERCHECK 10SL -10 MICRON | 1 | 35 | #N/A | WATERCHECK 10SL -10 MICRON
Yes | DV2006B | 11/04/2015 | ORO HI- CEBU | CEBU HI-Q MANUFACTURING CORP. | JACO(Z-4044) | JACO Z-4044 1/4"x1/4" male elbow conn. (taiwan) | 6 | 50 | JACO Z-4044 - 1/4" x 1/4" male elbow connector (taiwan) | JACO Z-4044 - 1/4" x 1/4" male elbow connector (taiwan)
Yes | DV2006B | 11/04/2015 | ORO HI- CEBU | CEBU HI-Q MANUFACTURING CORP. | FRP 1665 WV_3 | FRP TANK 16" x 65" ( 4") WAVE CYBER BEIGE | 3 | 11000 | #N/A | FRP TANK 16" x 65" ( 4") WAVE CYBER BEIGE
Yes | DV2029B | 11/04/2015 | ORO HI- CEBU | CEBU HI-Q MANUFACTURING CORP. | ROS_SET3RO | 3000 GPD R.O MODULE SERIES (VERTICAL PUMP) | 2 | 55000 | #N/A | 3000 GPD R.O MODULE SERIES (VERTICAL PUMP)
Yes | DV2029B | 11/04/2015 | ORO HI- CEBU | CEBU HI-Q MANUFACTURING CORP. | ROS_SET3AZSRM | 3000 GPD AZURE SERIES w/ MANUAL & RUNXIN HEAD | 1 | 85000 | #N/A | 3000 GPD AZURE SERIES w/ MANUAL & RUNXIN HEAD
Yes | DV2030B | 11/04/2015 | ORO HI- CEBU | CEBU HI-Q MANUFACTURING CORP. | ROS_SET3VS1 | 3000 GPD VEGA SERIES w/ RUNXIN HEAD | 1 | 105100 | #N/A | 3000 GPD VEGA SERIES w/ RUNXIN HEAD
Yes | DV2030B | 11/04/2015 | ORO HI- CEBU | CEBU HI-Q MANUFACTURING CORP. | ROS_SET3ASRH2 | 3000 GPD ALTAIR SERIES w/ RUNXIN HEAD | 2 | 100000 | #N/A | 3000 GPD ALTAIR SERIES w/ RUNXIN HEAD
Yes | DV2031B | 11/04/2015 | ORO HI- CEBU | CEBU HI-Q MANUFACTURING CORP. | ACCS_HEAT | HEAT GUN AP1600W model | 100 | 520 | HEAT GUN AP1600W model | HEAT GUN AP1600W model
Yes | DV2033B | 11/05/2015 | CJ CONTRUCTION | CJ CONTRUCTION, INC. | MF PBL5 | PEBBLES #5 | 28 | 480 | PEBBLES #5 | PEBBLES #5
Yes | DV2033B | 11/05/2015 | CJ CONTRUCTION | CJ CONTRUCTION, INC. | MF SSAND | SILICA SAND | 20 | 480 | SILICA SAND | SILICA SAND
Yes | DV2033B | 11/05/2015 | CJ CONTRUCTION | CJ CONTRUCTION, INC. | MF QSAND | QUARTZ SAND | 20 | 480 | QUARTZ SAND | QUARTZ SAND
Yes | DV2033B | 11/05/2015 | CJ CONTRUCTION | CJ CONTRUCTION, INC. | MF ANTRA | ANTHRACITE (James Cumming)) | 24 | 2000 | JAMES CUMMING ANTHRACITE 0.83mm | JAMES CUMMING ANTHRACITE 0.83mm
Yes | DV2033B | 11/05/2015 | CJ CONTRUCTION | CJ CONTRUCTION, INC. | MF ACT. CBF PURE8x12 | PURE PRIME ACTIVATED CARBON 8 x 12 | 36 | 2400 | PURE PRIME ACTIVATED CARBON 8 x 12 | PURE PRIME ACTIVATED CARBON 8 x 12
Yes | DV2033B | 11/05/2015 | CJ CONTRUCTION | CJ CONTRUCTION, INC. | ACCS_STR173 | STRAINER H 173 Top Distribution (42-48") | 4 | 6000 | STRAINER H 173 TOP DIST. (42-48") | STRAINER H 173 TOP DIST. (42-48")
Yes | DV2033B | 11/05/2015 | CJ CONTRUCTION | CJ CONTRUCTION, INC. | ACCS_STR5674 | STRAINER HD 5674 Double Bottom Distribution (48") | 4 | 8000 | STRAINER HD 5674 DOUBLE BOTTOM (48") | STRAINER HD 5674 DOUBLE BOTTOM (48")
Yes | DV2033B | 11/05/2015 | CJ CONTRUCTION | CJ CONTRUCTION, INC. | PUMP-TVP | TEKNA ELECTRONIC MATERIAL PUMP - AKS603NHP0800 | 2 | 15500 | TEKNA ELECTRONIC MATERIAL PUMP - AKS603NHP0800 | TEKNA ELECTRONIC MATERIAL PUMP - AKS603NHP0800
Yes | DV2033B | 11/05/2015 | CJ CONTRUCTION | CJ CONTRUCTION, INC. | FRP CT 200L-KC | CHEMICAL TANK KC-200L. (white) | 2 | 7500 | #N/A | CHEMICAL TANK KC-200L. (white)
Yes | DV2033B | 11/05/2015 | CJ CONTRUCTION | CJ CONTRUCTION, INC. | PVC - P 2x1/2 | PIPE 2*1/2 | 8 | 1074 | ZYPE PIPE 2*1/2" | ZYPE PIPE 2*1/2"
Yes | DV2033B | 11/05/2015 | CJ CONTRUCTION | CJ CONTRUCTION, INC. | PVC AP_TEE PLN_3 | AP TEE PLAIN 3" | 4 | 386 | ZYPE TEE PLAIN 3" | ZYPE TEE PLAIN 3"
Yes | DV2033B | 11/05/2015 | CJ CONTRUCTION | CJ CONTRUCTION, INC. | PVC AP_DUBV_2*1/2 | AP DOUBLE UNION BALL VALVE 2*1/2" | 24 | 2295 | ZYPE DOUBLE UNION BALL VALVE 2*1/2" | ZYPE DOUBLE UNION BALL VALVE 2*1/2"
Yes | DV2034B | 11/05/2015 | CJ CONTRUCTION | CJ CONTRUCTION, INC. | PVC - ELB PL90 2*1/2" | ELBOW PLAIN 2*1/2" | 40 | 143 | #N/A | ELBOW PLAIN 2*1/2"
Yes | DV2034B | 11/05/2015 | CJ CONTRUCTION | CJ CONTRUCTION, INC. | PVC AP_TEE PLN_2*1/2 | AP TEE PLAIN 2*1/2" | 20 | 203 | ZYPE TEE PLAIN 2*1/2" | ZYPE TEE PLAIN 2*1/2"
Yes | DV2034B | 11/05/2015 | CJ CONTRUCTION | CJ CONTRUCTION, INC. | PVC AP_IN RED_3x2*1/2 | AP INSIDE REDUCER 3" x 2*1/2" | 25 | 359 | ZYPE INSIDE REDUCER 3" x 2*1/2" | ZYPE INSIDE REDUCER 3" x 2*1/2"
Yes | DV2034B | 11/05/2015 | CJ CONTRUCTION | CJ CONTRUCTION, INC. | PVC AP_IN RED_2*1/2x2 | AP INSIDE REDUCER 2* 1/2x 2 | 20 | 218 | ZYPE INSIDE REDUCER 2*1/2" x 2" | ZYPE INSIDE REDUCER 2*1/2" x 2"
Yes | DV2034B | 11/05/2015 | CJ CONTRUCTION | CJ CONTRUCTION, INC. | PVC AP_PTN PLN_2*1/2 | AP PATENTE PLAIN 2*1/2" | 10 | 1074 | ZYPE PATENTE PLAIN 2*1/2" | ZYPE PATENTE PLAIN 2*1/2"
Yes | DV2034B | 11/05/2015 | CJ CONTRUCTION | CJ CONTRUCTION, INC. | PVC - P 1x1/2 | PIPE 1*1/2 | 4 | 580 | ZYPE PIPE 1*1/2" | ZYPE PIPE 1*1/2"
Yes | DV2034B | 11/05/2015 | CJ CONTRUCTION | CJ CONTRUCTION, INC. | PVC AP_90ELB PLN_1*1/2 | AP 90° ELBOW PLAIN 1*1/2" | 10 | 45 | ZYPE 90° ELBOW PLAIN 1*1/2" | ZYPE 90° ELBOW PLAIN 1*1/2"
Yes | DV2034B | 11/05/2015 | CJ CONTRUCTION | CJ CONTRUCTION, INC. | PVC AP_TEE PLN_1*1/2 | AP TEE PLAIN 1*1/2" | 10 | 72 | ZYPE TEE PLAIN 1*1/2" | ZYPE TEE PLAIN 1*1/2"
Yes | DV2034B | 11/05/2015 | CJ CONTRUCTION | CJ CONTRUCTION, INC. | PVC AP_DUBV_2*1/2 | AP DOUBLE UNION BALL VALVE 2*1/2" | 6 | 2295 | ZYPE DOUBLE UNION BALL VALVE 2*1/2" | ZYPE DOUBLE UNION BALL VALVE 2*1/2"
Yes | DV2034B | 11/05/2015 | CJ CONTRUCTION | CJ CONTRUCTION, INC. | ACCS_CO1/4"PVC | VA - 05 SAMPLING COCK 1/4" - PVC TYPE | 4 | 120 | VA - 05 SAMPLING COCK 1/4" - PVC TYPE (HERSHEY brand) | VA - 05 SAMPLING COCK 1/4" - PVC TYPE (HERSHEY brand)
Yes | DV2034B | 11/05/2015 | CJ CONTRUCTION | CJ CONTRUCTION, INC. | PRE PG 100 AIR | PRESSURE GAUGE 100 PSI - AIR | 6 | 220 | PRESSURE GAUGE 100 PSI - AIR | PRESSURE GAUGE 100 PSI - AIR
Yes | DV2034B | 11/05/2015 | CJ CONTRUCTION | CJ CONTRUCTION, INC. | PVC - INS RED_14 | INSIDE REDUCER 2 x 1/2 | 2 | 83 | ZYPE INSIDE REDUCER 2" x 1/2" | ZYPE INSIDE REDUCER 2" x 1/2"
Yes | DV2034B | 11/05/2015 | CJ CONTRUCTION | CJ CONTRUCTION, INC. | PVC AP_DUBV_1/2 | AP DOUBLE UNION BALL VALVE 1/2" | 2 | 238 | ZYPE DOUBLE UNION BALL VALVE 1/2" | ZYPE DOUBLE UNION BALL VALVE 1/2"
Yes | DV2034B | 11/05/2015 | CJ CONTRUCTION | CJ CONTRUCTION, INC. | PVC AP_COUP TRD_1/2 | AP COUPLING THREADED 1/2" | 2 | 8 | ZYPE COUPLING THREADED 1/2" | ZYPE COUPLING THREADED 1/2"
Yes | DV2034B | 11/05/2015 | CJ CONTRUCTION | CJ CONTRUCTION, INC. | PVC AP_PTN TRD_1/2 | AP PATENTE THREADED 1/2" | 1 | 56 | ZYPE PATENTE THREADED 1/2" | ZYPE PATENTE THREADED 1/2"
Yes | DV2034B | 11/05/2015 | CJ CONTRUCTION | CJ CONTRUCTION, INC. | PVC - UTEC 500 | UTEC PVC CLEAR CEMENT 500ml | 3 | 180 | #N/A | UTEC PVC CLEAR CEMENT 500ml
Yes | DV2034B | 11/05/2015 | CJ CONTRUCTION | CJ CONTRUCTION, INC. | PVC - BVALVE 3" | BALL VALVE 3" | 1 | 3964 | ZYPE BALL VALVE 3" | ZYPE BALL VALVE 3"
Yes | DV2036B | 11/02/2015 | ESTILLORE F. | CRISTINA ESTILLORE | ROM_LCLE4040 | FILMTEC BW30 40 x 40 L.C-LE | 2 | 10500 | FILMTEC BW30 40 x 40 L.C.L.E | FILMTEC BW30 40 x 40 L.C.L.E
Yes | DV2036B | 11/02/2015 | ESTILLORE F. | CRISTINA ESTILLORE | PUR_OZO AMC | AMC OZONIZER | 1 | 2500 | AMC OZONIZER AP-90 | AMC OZONIZER AP-90
Yes | DV2036B | 11/02/2015 | ESTILLORE F. | CRISTINA ESTILLORE | PUR_ALKA E-408 | EMPRESS ALKALINE MACHINE-E408 (6 poles) | 1 | 18500 | EMPRESS ALKALINE MACHINE E-408 | EMPRESS ALKALINE MACHINE E-408
Yes | DV2036B | 11/02/2015 | ESTILLORE F. | CRISTINA ESTILLORE | FCET_BVALVE | GOOSENECK BALL VALVE 1/2" SS | 2 | 0 | GOOSENECK BALL VALVE 1/2" SS ORANGE handle | GOOSENECK BALL VALVE 1/2" SS ORANGE handle
Yes | DV2036B | 11/02/2015 | ESTILLORE F. | CRISTINA ESTILLORE | FCET_CONN | GOOSENECK CONNECTOR 1/2" SS ONLY | 2 | 0 | GOOSENECK CONNECTOR 1/2" SS ONLY | GOOSENECK CONNECTOR 1/2" SS ONLY
Yes | DV2036B | 11/02/2015 | ESTILLORE F. | CRISTINA ESTILLORE | FCET_GOOSE | GOOSENECK FAUCET ONLY | 2 | 650 | FF-800 GOOSENECK FAUCET ONLY | FF-800 GOOSENECK FAUCET ONLY
Yes | DV2036B | 11/02/2015 | ESTILLORE F. | CRISTINA ESTILLORE | ACCS_AP1200 | HEAT GUN AP1200W model | 1 | 550 | HEAT GUN AP1200W model | HEAT GUN AP1200W model
Yes | DV2036B | 11/02/2015 | ESTILLORE F. | CRISTINA ESTILLORE | FIL HYDRO 20SL CBF(WO) | HYDROSEP 20SL - CARBON (w/O net inside) | 2 | 480 | #N/A | HYDROSEP 20SL - CARBON (w/O net inside)
Yes | DV2036B | 11/02/2015 | ESTILLORE F. | CRISTINA ESTILLORE | FIL HYDRO 10SL CBF | HYDROSEP 10SL - CBF | 1 | 260 | #N/A | HYDROSEP 10SL - CBF
Yes | DV2036B | 11/02/2015 | ESTILLORE F. | CRISTINA ESTILLORE | FIL CER 10B | CERAMIC FILTER 10 SLIM - 2.5" 10" (BB) | 1 | 250 | CERAMIC FILTER 10 SLIM - 2.5" 10" (BB) | CERAMIC FILTER 10 SLIM - 2.5" 10" (BB)
Yes | DV2036B | 11/02/2015 | ESTILLORE F. | CRISTINA ESTILLORE | FIL HYDRO 10PP_1 | HYDROSEP 10SL - 1 MICRON | 1 | 50 | #N/A | HYDROSEP 10SL - 1 MICRON
Yes | DV2036B | 11/02/2015 | ESTILLORE F. | CRISTINA ESTILLORE | FIL WC 20SLPP | WATERCHECK 20SL - 10 MICRON | 1 | 75 | #N/A | WATERCHECK 20SL - 10 MICRON
Yes | DV2036B | 11/02/2015 | ESTILLORE F. | CRISTINA ESTILLORE | FIL WC 20SLPP | WATERCHECK 20SL - 5 MICRON | 1 | 75 | #N/A | WATERCHECK 20SL - 5 MICRON
Yes | DV2036B | 11/02/2015 | ESTILLORE F. | CRISTINA ESTILLORE | FIL WC 20SLPP | WATERCHECK 20SL - 1 MICRON | 2 | 75 | #N/A | WATERCHECK 20SL - 1 MICRON
Yes | DV2037B | 11/02/2015 | ESTILLORE F. | CRISTINA ESTILLORE | ACCS_AIR | H9909-1 AIRCHECK FOR BRINE TANK | 1 | 0 | H9909-1 AIRCHECK FOR BRINE TANK | H9909-1 AIRCHECK FOR BRINE TANK
Yes | DV2037B | 11/02/2015 | ESTILLORE F. | CRISTINA ESTILLORE | HOSE 108_2 | HOSE 10 x 8 mm. BLACK color | 2 | 0 | TPUCO HOSE 10 x 8 mm. BLACK color (100 meter/roll) | TPUCO HOSE 10 x 8 mm. BLACK color (100 meter/roll)
Yes | DV2037B | 11/02/2015 | ESTILLORE F. | CRISTINA ESTILLORE | FRP BT 80L | BRINE TANK 80L. (blue) | 1 | 1600 | BRINE TANK 80L. BLUE | BRINE TANK 80L. BLUE
Yes | DV2037B | 11/02/2015 | ESTILLORE F. | CRISTINA ESTILLORE | MF SSALT CLARO | CLARO VIDA SOLAR SALT (50kgs.) | 2 | 500 | CLARO VIDA SOLAR SALT (50kgs.) | CLARO VIDA SOLAR SALT (50kgs.)
Yes | DV2037B | 11/02/2015 | ESTILLORE F. | CRISTINA ESTILLORE | MF SSAND | SILICA SAND | 1 | 445 | SILICA SAND | SILICA SAND
Yes | DV2037B | 11/02/2015 | ESTILLORE F. | CRISTINA ESTILLORE | MF QSAND | QUARTZ SAND | 1 | 445 | QUARTZ SAND | QUARTZ SAND
Yes | DV2037B | 11/02/2015 | ESTILLORE F. | CRISTINA ESTILLORE | MF ANTRA | ANTHRACITE (James Cumming)) | 1 | 1800 | JAMES CUMMING ANTHRACITE 0.83mm | JAMES CUMMING ANTHRACITE 0.83mm
Yes | DV2037B | 11/02/2015 | ESTILLORE F. | CRISTINA ESTILLORE | MF RESIN H-C100E | RESIN H-C 100E (new) | 2 | 1500 | HI-GRADE RESIN H-C 100E | HI-GRADE RESIN H-C 100E
Yes | DV2037B | 11/02/2015 | ESTILLORE F. | CRISTINA ESTILLORE | MF PBL5 | PEBBLES #5 | 1 | 500 | PEBBLES #5 | PEBBLES #5
Yes | DV2037B | 11/02/2015 | ESTILLORE F. | CRISTINA ESTILLORE | MF ACT. CBF PURE8x12 | PURE PRIME ACTIVATED CARBON 8 x 12 | 1 | 2200 | PURE PRIME ACTIVATED CARBON 8 x 12 | PURE PRIME ACTIVATED CARBON 8 x 12
Yes | DV2038B | 11/03/2015 | HABUYO | HIGH ISLAND V | ACCS_RTUBE | RISER TUBE ONLY (10x54) | 7 | 0 | RISER TUBE for 10 x 54 FRP | RISER TUBE for 10 x 54 FRP
Yes | DV2038B | 11/03/2015 | HABUYO | HIGH ISLAND V | ACCS_STSB | STRAINER H 2807 | 7 | 0 | #N/A | STRAINER H 2807
Yes | DV2038B | 11/03/2015 | HABUYO | HIGH ISLAND V | FRP 1354 WC | FRP 13" x 54" WAVE CYBER BEIGE (2.5") | 2 | 4200 | #N/A | FRP 13" x 54" WAVE CYBER BEIGE (2.5")
Yes | DV2038B | 11/03/2015 | HABUYO | HIGH ISLAND V | PUMP CDLF1-130 | CNP CDLF1-130 (1.5hp)1.1kw. 1PHASE | 2 | 20000 | #N/A | CNP CDLF1-130 (1.5hp)1.1kw. 1PHASE
Yes | DV2038B | 11/03/2015 | HABUYO | HIGH ISLAND V | PUMP ATS1000 | AQUA TEDELA ATS-1000 1.3hp (1kw) | 4 | 4370 | AQUA TEDELA ATS-1000 1.3hp (1kw) | AQUA TEDELA ATS-1000 1.3hp (1kw)
Yes | DV2038B | 11/03/2015 | HABUYO | HIGH ISLAND V | MF RESIN H-C100E | RESIN H-C 100E (new) | 15 | 1400 | HI-GRADE RESIN H-C 100E | HI-GRADE RESIN H-C 100E
Yes | DV2038B | 11/03/2015 | HABUYO | HIGH ISLAND V | ACCS_STS | STRAINER H 2805 | 7 | 0 | #N/A | STRAINER H 2805
Yes | DV2038B | 11/03/2015 | HABUYO | HIGH ISLAND V | VH MSED | MANUAL HEAD SEDIMENT F56A3 2.5" | 5 | 1000 | RUNXIN MANUAL HEAD F56A3 SEDIMENT (4m³/h) | RUNXIN MANUAL HEAD F56A3 SEDIMENT (4m³/h)
Yes | DV2038B | 11/03/2015 | HABUYO | HIGH ISLAND V | VH MSOFT | MANUAL HEAD SOFTENER F64A 2.5" | 2 | 1300 | RUNXIN MANUAL HEAD F64A SOFTENER 2.5" (4m³/h) | RUNXIN MANUAL HEAD F64A SOFTENER 2.5" (4m³/h)
Yes | DV2038B | 11/03/2015 | HABUYO | HIGH ISLAND V | ACCS_HEAT | HEAT GUN AP1600W model | 10 | 550 | HEAT GUN AP1600W model | HEAT GUN AP1600W model
Yes | DV2038B | 11/03/2015 | HABUYO | HIGH ISLAND V | FRP 1054 WV_1 | FRP 10" x 54" WAVE CYBER BEIGE | 5 | 2500 | #N/A | FRP 10" x 54" WAVE CYBER BEIGE
Yes | DV2038B | 11/03/2015 | HABUYO | HIGH ISLAND V | HOSE J1/2 B | JOHN GUEST HOSE 1/2" BLUE color | 20 | 90 | JOHN GUEST HOSE 1/2" BLUE color (75 meter/roll) | JOHN GUEST HOSE 1/2" BLUE color (75 meter/roll)
Yes | DV2038B | 11/03/2015 | HABUYO | HIGH ISLAND V | PUMP-APC 1 | AUTOMATIC PUMP CONTROL (MAC 03) | 5 | 1500 | MAZAKI AUTOMATIC PUMP CONTROL (MAC 03) | MAZAKI AUTOMATIC PUMP CONTROL (MAC 03)
Yes | DV2038B | 11/03/2015 | HABUYO | HIGH ISLAND V | HOSE 8X12 B | HOSE 8 x 12 mm. BLUE color | 15 | 60 | TPUCO HOSE 8 x 12 mm. BLUE color (100 meter/roll) | TPUCO HOSE 8 x 12 mm. BLUE color (100 meter/roll)
Yes | DV2038B | 11/03/2015 | HABUYO | HIGH ISLAND V | PRE FM 5ZK300K3 | FLOWMETER PANEL 5 GPM AQUA (176mm.) small | 3 | 723 | FLOWMETER PANEL 5 GPM (AQUA 176mm-SHORT) | FLOWMETER PANEL 5 GPM (AQUA 176mm-SHORT)
Yes | DV2039B | 11/03/2015 | HABUYO | HIGH ISLAND V | PVC - OUT RED_2 | OUTSIDE REDUCER 1 x 1/2 | 20 | 12 | ZYPE OUTSIDE REDUCER 1" x 1/2" | ZYPE OUTSIDE REDUCER 1" x 1/2"
Yes | DV2039B | 11/03/2015 | HABUYO | HIGH ISLAND V | PVC AP_TEE PLN_3/4 | AP TEE PLAIN 3/4" | 30 | 15 | ZYPE TEE PLAIN 3/4" | ZYPE TEE PLAIN 3/4"
Yes | DV2039B | 11/03/2015 | HABUYO | HIGH ISLAND V | PVC AP_MALE A_1 | AP MALE ADAPTOR 1" | 30 | 15 | ZYPE MALE ADAPTOR 1" | ZYPE MALE ADAPTOR 1"
Yes | DV2039B | 11/03/2015 | HABUYO | HIGH ISLAND V | PVC AP_90ELB PLN_1 | AP 90° ELBOW PLAIN 1" | 30 | 18 | ZYPE 90° ELBOW PLAIN 1" | ZYPE 90° ELBOW PLAIN 1"
Yes | DV2039B | 11/03/2015 | HABUYO | HIGH ISLAND V | NIP_CS1/2 | COUPLING REDUCER STAINLESS 1/2 X 1/4 | 15 | 60 | BUSHING REDUCER M-F 1/2" x 1/4" HEX PIPE STAINLESS | BUSHING REDUCER M-F 1/2" x 1/4" HEX PIPE STAINLESS
Yes | DV2039B | 11/03/2015 | HABUYO | HIGH ISLAND V | PVC AP_IN RED_1*1/4x1 | AP INSIDE REDUCER 1* 1/4 X 1 | 20 | 14 | ZYPE INSIDE REDUCER 1* 1/4" x 1" | ZYPE INSIDE REDUCER 1* 1/4" x 1"
Yes | DV2039B | 11/03/2015 | HABUYO | HIGH ISLAND V | PVC AP_PTN PLN_1/2 | AP PATENTE PLAIN 1/2" | 30 | 34 | ZYPE PATENTE PLAIN 1/2" | ZYPE PATENTE PLAIN 1/2"
Yes | DV2039B | 11/03/2015 | HABUYO | HIGH ISLAND V | JAC_CONN 4088 | JACO FIBRA 4088 (1/2x1/2) 220psi | 10 | 96 | JACO FIBRA 4088 - 1/2mm x 1/2" male elbow (US 220psi) | JACO FIBRA 4088 - 1/2mm x 1/2" male elbow (US 220psi)
Yes | DV2039B | 11/03/2015 | HABUYO | HIGH ISLAND V | PVC AP_90ELB PLN_1/2 | AP 90° ELBOW PLAIN 1/2" | 50 | 8 | ZYPE 90° ELBOW PLAIN 1/2" | ZYPE 90° ELBOW PLAIN 1/2"
Yes | DV2039B | 11/03/2015 | HABUYO | HIGH ISLAND V | PVC AP_TEE PLN_1/2 | AP TEE PLAIN 1/2" | 30 | 10 | ZYPE TEE PLAIN 1/2" | ZYPE TEE PLAIN 1/2"
Yes | DV2039B | 11/03/2015 | HABUYO | HIGH ISLAND V | PVC AP_COUP TRD_1*1/4" | AP COUPLING THREADED 1*1/4" | 10 | 31 | ZYPE COUPLING THREADED 1*1/4" | ZYPE COUPLING THREADED 1*1/4"
Yes | DV2039B | 11/03/2015 | HABUYO | HIGH ISLAND V | NIP_CS1x3/4 | COUPLING REDUCER STAINLESS 1 x 1/4 | 10 | 70 | BUSHING REDUCER M-F 1" x 1/4" HEX PIPE STAINLESS | BUSHING REDUCER M-F 1" x 1/4" HEX PIPE STAINLESS
Yes | DV2040B | 11/03/2015 | ORO HI- CEBU | CEBU HI-Q MANUFACTURING CORP. | PVC - BVALVE 1x1/2 | BALL VALVE 1*1/2 | 8 | 153 | ZYPE BALL VALVE 1*1/2" | ZYPE BALL VALVE 1*1/2"
Yes | DV2040B | 11/03/2015 | ORO HI- CEBU | CEBU HI-Q MANUFACTURING CORP. | PVC AP_MALE A_1*1/2 | AP MALE ADAPTOR 1*1/2" | 8 | 30 | ZYPE MALE ADAPTOR 1*1/2" | ZYPE MALE ADAPTOR 1*1/2"
Yes | DV2040B | 11/03/2015 | ORO HI- CEBU | CEBU HI-Q MANUFACTURING CORP. | PVC AP_PTN PLN_1*1/2 | AP PATENTE PLAIN 1*1/2 | 9 | 157 | ZYPE PATENTE PLAIN 1*1/2" | ZYPE PATENTE PLAIN 1*1/2"
Yes | DV2040B | 11/03/2015 | ORO HI- CEBU | CEBU HI-Q MANUFACTURING CORP. | PVC AP_90ELB PLN_1*1/2 | AP 90° ELBOW PLAIN 1*1/2" | 20 | 43 | ZYPE 90° ELBOW PLAIN 1*1/2" | ZYPE 90° ELBOW PLAIN 1*1/2"
Yes | DV2040B | 11/03/2015 | ORO HI- CEBU | CEBU HI-Q MANUFACTURING CORP. | PVC - P 1x1/2 | PIPE 1*1/2 | 5 | 459 | ZYPE PIPE 1*1/2" | ZYPE PIPE 1*1/2"
Yes | DV2040B | 11/03/2015 | ORO HI- CEBU | CEBU HI-Q MANUFACTURING CORP. | PVC - FLG 2" | FLANGE 2" | 2 | 221 | ZYPE FLANGE 2" | ZYPE FLANGE 2"
Yes | DV2040B | 11/03/2015 | ORO HI- CEBU | CEBU HI-Q MANUFACTURING CORP. | PVC - GKT2" | FLANGE GASKET 2" | 2 | 51 | ZYPE FLANGE GASKET 2" | ZYPE FLANGE GASKET 2"
Yes | DV2040B | 11/03/2015 | ORO HI- CEBU | CEBU HI-Q MANUFACTURING CORP. | PRE FM AQT60 | FLOWMETER TUBE 60 GPM AQUA - 1*1/2 male thread | 1 | 1454 | FLOWMETER TUBE 60 GPM (AQUA Z-4006) - 1*1/2" male thread | FLOWMETER TUBE 60 GPM (AQUA Z-4006) - 1*1/2" male thread
Yes | DV2040B | 11/03/2015 | ORO HI- CEBU | CEBU HI-Q MANUFACTURING CORP. | PRE GV 2" | GATE VALVE 2" SS304 | 1 | 2800 | SS304 GATE VALVE 2" | SS304 GATE VALVE 2"
Yes | DV2040B | 11/03/2015 | ORO HI- CEBU | CEBU HI-Q MANUFACTURING CORP. | PRE PG 100 AIR | PRESSURE GAUGE 100 PSI - AIR | 6 | 150 | PRESSURE GAUGE 100 PSI - AIR | PRESSURE GAUGE 100 PSI - AIR
Yes | DV2041B | 11/03/2015 | ORO HI- CEBU | CEBU HI-Q MANUFACTURING CORP. | ACCS_AIR H9908 | H9908 AIRCHECK - 1700 BRINE VALVE | 1 | 0 | H9908 AIRCHECK - 1700 BRINE VALVE | H9908 AIRCHECK - 1700 BRINE VALVE
Yes | DV2041B | 11/03/2015 | ORO HI- CEBU | CEBU HI-Q MANUFACTURING CORP. | HOSE J1/2 | JOHN GUEST HOSE 1/2" WHITE color | 2 | 0 | JOHN GUEST HOSE 1/2" WHITE color (75 meter/roll) | JOHN GUEST HOSE 1/2" WHITE color (75 meter/roll)
Yes | DV2041B | 11/03/2015 | ORO HI- CEBU | CEBU HI-Q MANUFACTURING CORP. | FRP BTW 400L | BRINE TANK 400L - 500L (white) | 1 | 8500 | BRINE TANK 400L - 500L WHITE | BRINE TANK 400L - 500L WHITE
Yes | DV2041B | 11/03/2015 | ORO HI- CEBU | CEBU HI-Q MANUFACTURING CORP. | ACCS_H9914 | FRP ADAPTER H9914 (4") | 4 | 500 | H9914-A FRP ADAPTER (4") BLACK (closure) | H9914-A FRP ADAPTER (4") BLACK (closure)
Yes | DV2041B | 11/03/2015 | ORO HI- CEBU | CEBU HI-Q MANUFACTURING CORP. | ACCS_STRU6450 | STRAINER HU 6450 Top - (24" 35x182) | 4 | 1700 | STRAINER HU 6450-B1 BOTTOM (24" 35x182) (thin lateral) | STRAINER HU 6450-B1 BOTTOM (24" 35x182) (thin lateral)
Yes | DV2041B | 11/03/2015 | ORO HI- CEBU | CEBU HI-Q MANUFACTURING CORP. | ACCS_TSTRAINER 1665 | STRAINER H 182-1 TOP (14"-36") 4" threaded | 4 | 700 | STRAINER H 182-1 - THREADED TOP npt 1*1/2" (4") | STRAINER H 182-1 - THREADED TOP npt 1*1/2" (4")
Yes | DV2041B | 11/03/2015 | ORO HI- CEBU | CEBU HI-Q MANUFACTURING CORP. | VH_FLECK 2850 SOFT. | FLECK VALVE HEAD 2850 SOFTENER (U.S) | 2 | 35000 | FLECK VALVE HEAD 2850 SOFTENER (U.S) | FLECK VALVE HEAD 2850 SOFTENER (U.S)
Yes | DV2041B | 11/03/2015 | ORO HI- CEBU | CEBU HI-Q MANUFACTURING CORP. | VH_FLECK 2850 SED | FLECK VALVE HEAD 2850 SEDIMENT (U.S) | 2 | 30000 | FLECK VALVE HEAD 2850 SEDIMENT (U.S) | FLECK VALVE HEAD 2850 SEDIMENT (U.S)
Yes | DV2041B | 11/03/2015 | ORO HI- CEBU | CEBU HI-Q MANUFACTURING CORP. | FRP 2472 WV | FRP TANK 24" x 72" WAVE CYBER BEIGE | 4 | 31000 | #N/A | FRP TANK 24" x 72" WAVE CYBER BEIGE
Yes | DV2042B | 11/03/2015 | VILLMAC | VILLMAC TRADING | PUMP-APC 1 | AUTOMATIC PUMP CONTROL (MAC 03) | 1 | 1500 | MAZAKI AUTOMATIC PUMP CONTROL (MAC 03) | MAZAKI AUTOMATIC PUMP CONTROL (MAC 03)
Yes | DV2042B | 11/03/2015 | VILLMAC | VILLMAC TRADING | PUR_OZO ANION | ANION & OZONIZER | 1 | 2800 | ANION & OZONIZER AP-96 | ANION & OZONIZER AP-96
Yes | DV2043B | 11/03/2015 | AEROASIA | MEDCONASIA INCORPORATED | PVC AP_TEE PLN_3/4 | AP TEE PLAIN 3/4" | 50 | 20 | ZYPE TEE PLAIN 3/4" | ZYPE TEE PLAIN 3/4"
Yes | DV2043B | 11/03/2015 | AEROASIA | MEDCONASIA INCORPORATED | PVC - P1/2 | PIPE 1/2 | 25 | 123 | ZYPE PIPE 1/2" | ZYPE PIPE 1/2"
Yes | DV2043B | 11/03/2015 | AEROASIA | MEDCONASIA INCORPORATED | PVC - P3/4 | PIPE 3/4 | 30 | 180 | ZYPE PIPE 3/4 | ZYPE PIPE 3/4
Yes | DV2043B | 11/03/2015 | AEROASIA | MEDCONASIA INCORPORATED | PVC - P1 | PIPE 1" | 30 | 292 | ZYPE PIPE 1" | ZYPE PIPE 1"
Yes | DV2043B | 11/03/2015 | AEROASIA | MEDCONASIA INCORPORATED | PRE MPC-06 | MASAKI LOW PRESSURE SWITCH MPC-06 | 2 | 1200 | MASAKI LOW PRESSURE SWITCH MPC-06 | MASAKI LOW PRESSURE SWITCH MPC-06
Yes | DV2043B | 11/03/2015 | AEROASIA | MEDCONASIA INCORPORATED | PRE MPC-30 | MASAKI HIGH PRESSURE SWITCH MPC-30 | 2 | 1200 | MASAKI HIGH PRESSURE SWITCH MPC-30 | MASAKI HIGH PRESSURE SWITCH MPC-30
Yes | DV2043B | 11/03/2015 | AEROASIA | MEDCONASIA INCORPORATED | ACCS_CO1/4 | VA - 05 SAMPLING COCK 1/4" | 12 | 100 | VA - 05 SAMPLING COCK 1/4" - STAINLESS | VA - 05 SAMPLING COCK 1/4" - STAINLESS
Yes | DV2043B | 11/03/2015 | AEROASIA | MEDCONASIA INCORPORATED | PVC AP_COUP THR_1/2x1/4 | AP COUPLING REDUCER THREADED 1/2" x 1/4" | 50 | 20 | ZYPE COUPLING REDUCER THREADED 1/2" x 1/4" | ZYPE COUPLING REDUCER THREADED 1/2" x 1/4"
Yes | DV2043B | 11/03/2015 | AEROASIA | MEDCONASIA INCORPORATED | PVC AP_IN RED_3/4x1/2 | AP INSIDE REDUCER 3/4" x 1/2" | 80 | 7.2 | ZYPE INSIDE REDUCER 3/4" x 1/2" | ZYPE INSIDE REDUCER 3/4" x 1/2"
Yes | DV2043B | 11/03/2015 | AEROASIA | MEDCONASIA INCORPORATED | PVC AP_IN RED_1x3/4 | AP INSIDE REDUCER 1" x 3/4" | 50 | 11 | ZYPE INSIDE REDUCER 1" x 3/4" | ZYPE INSIDE REDUCER 1" x 3/4"
Yes | DV2043B | 11/03/2015 | AEROASIA | MEDCONASIA INCORPORATED | PVC AP_PTN PLN_1 | AP PATENTE PLAIN 1" | 50 | 98 | ZYPE PATENTE PLAIN 1" | ZYPE PATENTE PLAIN 1"
Yes | DV2043B | 11/03/2015 | AEROASIA | MEDCONASIA INCORPORATED | PVC AP_PTN TRD_1 | AP PATENTE THREADED 1" | 20 | 135 | ZYPE PATENTE THREADED 1" | ZYPE PATENTE THREADED 1"
Yes | DV2043B | 11/03/2015 | AEROASIA | MEDCONASIA INCORPORATED | PVC AP_PTN PLN_3/4 | AP PATENTE PLAIN 3/4" | 40 | 62 | ZYPE PATENTE PLAIN 3/4" | ZYPE PATENTE PLAIN 3/4"
Yes | DV2043B | 11/03/2015 | AEROASIA | MEDCONASIA INCORPORATED | PVC AP_PTN PLN_1/2 | AP PATENTE PLAIN 1/2" | 50 | 50 | ZYPE PATENTE PLAIN 1/2" | ZYPE PATENTE PLAIN 1/2"
Yes | DV2044B | 11/03/2015 | AEROASIA | MEDCONASIA INCORPORATED | PVC - BVALVE 1" | BALL VALVE 1" | 80 | 90 | ZYPE BALL VALVE 1" | ZYPE BALL VALVE 1"
Yes | DV2044B | 11/03/2015 | AEROASIA | MEDCONASIA INCORPORATED | PVC - BVALVE 1/2 | BALL VALVE 1/2 | 60 | 48 | #N/A | BALL VALVE 1/2
Yes | DV2044B | 11/03/2015 | AEROASIA | MEDCONASIA INCORPORATED | PVC AP_90ELB PLN_1 | AP 90° ELBOW PLAIN 1" | 200 | 23 | ZYPE 90° ELBOW PLAIN 1" | ZYPE 90° ELBOW PLAIN 1"
Yes | DV2044B | 11/03/2015 | AEROASIA | MEDCONASIA INCORPORATED | ACCS_AIR | H9909-1 AIRCHECK FOR BRINE TANK | 1 | 0 | H9909-1 AIRCHECK FOR BRINE TANK | H9909-1 AIRCHECK FOR BRINE TANK
Yes | DV2044B | 11/03/2015 | AEROASIA | MEDCONASIA INCORPORATED | HOSE 108_1 | HOSE 10 x 8 mm. BLUE color | 2 | 0 | TPUCO HOSE 10 x 8 mm. BLUE color (100 meter/roll) | TPUCO HOSE 10 x 8 mm. BLUE color (100 meter/roll)
Yes | DV2044B | 11/03/2015 | AEROASIA | MEDCONASIA INCORPORATED | FRP BT 130L | BRINE TANK 130 L. (blue) | 1 | 2150 | BRINE TANK 130 L. BLUE | BRINE TANK 130 L. BLUE
Yes | DV2044B | 11/03/2015 | AEROASIA | MEDCONASIA INCORPORATED | PRE VALVE 1/2 SAN-SS | SOLENOID VALVE 1/2" STAINLESS SANLIXIN | 2 | 1600 | SOLENOID VALVE 1/2" STAINLESS SANLIXIN | SOLENOID VALVE 1/2" STAINLESS SANLIXIN
Yes | DV2044B | 11/03/2015 | AEROASIA | MEDCONASIA INCORPORATED | PRE VALVE 1/2 UNI-D | SOLENOID VALVE 1/2" BRASS UNI-D | 4 | 1200 | SOLENOID VALVE 1/2" BRASS UNI-D | SOLENOID VALVE 1/2" BRASS UNI-D
Yes | DV2044B | 11/03/2015 | AEROASIA | MEDCONASIA INCORPORATED | PRE VALVE 1" UNID | SOLENOID VALVE 1" BRASS UNI-D | 2 | 2500 | SOLENOID VALVE 1" BRASS UNI-D | SOLENOID VALVE 1" BRASS UNI-D
Yes | DV2044B | 11/03/2015 | AEROASIA | MEDCONASIA INCORPORATED | PRE REG1/2 | PRESSURE REGULATOR 1/2 ss - CHINA | 2 | 1500 | PRESSURE REGULATOR 1/2" SS - CHINA | PRESSURE REGULATOR 1/2" SS - CHINA
Yes | DV2044B | 11/03/2015 | AEROASIA | MEDCONASIA INCORPORATED | PRE FM 5ZK300K3 | FLOWMETER PANEL 5 GPM AQUA (176mm.) small | 2 | 850 | FLOWMETER PANEL 5 GPM (AQUA 176mm-SHORT) | FLOWMETER PANEL 5 GPM (AQUA 176mm-SHORT)
Yes | DV2044B | 11/03/2015 | AEROASIA | MEDCONASIA INCORPORATED | PRE FM5 Z-3002 | FLOWMETER PANEL 5 GPM AQUA (215mm-LONG) | 2 | 950 | FLOWMETER PANEL 5 GPM (AQUA 215mm-LONG) | FLOWMETER PANEL 5 GPM (AQUA 215mm-LONG)
Yes | DV2044B | 11/03/2015 | AEROASIA | MEDCONASIA INCORPORATED | PRE PG 150 PANNEL | PRESSURE GAUGE 150 PSI - PANNEL | 1 | 400 | PRESSURE GAUGE 150 PSI - PANNEL | PRESSURE GAUGE 150 PSI - PANNEL
Yes | DV2044B | 11/03/2015 | AEROASIA | MEDCONASIA INCORPORATED | PRE PG 350 PANNEL | PRESSURE GAUGE 350 PSI - PANNEL | 1 | 400 | PRESSURE GAUGE 350 PSI - PANNEL | PRESSURE GAUGE 350 PSI - PANNEL
Yes | DV2045B | 11/03/2015 | AEROASIA | MEDCONASIA INCORPORATED | ACCS_BRAC ST | BRACKET STEEL TAIWAN (new) | 2 | 0 | BRACKET STEEL TAIWAN (NEW) | BRACKET STEEL TAIWAN (NEW)
Yes | DV2045B | 11/03/2015 | AEROASIA | MEDCONASIA INCORPORATED | ACCS_SCREW1 | SCREW for SL HOUSING | 8 | 0 | SCREW FOR SL HOUSING | SCREW FOR SL HOUSING
Yes | DV2045B | 11/03/2015 | AEROASIA | MEDCONASIA INCORPORATED | HOUSING SCH_20S | SLIM CLEAR HOUSING 20" npt 3/4" Taiwan | 2 | 1200 | (bdle) SLIM CLEAR HOUSING 20" npt 3/4" TAIWAN w/ ACCS. | (bdle) SLIM CLEAR HOUSING 20" npt 3/4" TAIWAN w/ ACCS.
Yes | DV2045B | 11/03/2015 | AEROASIA | MEDCONASIA INCORPORATED | STL SS316 | SS 316 VESSEL w/ STAINLESS END CAP | 4 | 5500 | SS316 VESSEL 4040 w/ STAINLESS END CAP | SS316 VESSEL 4040 w/ STAINLESS END CAP
Yes | DV2045B | 11/03/2015 | AEROASIA | MEDCONASIA INCORPORATED | ACCS_STS | STRAINER H 2805 | 8 | 0 | #N/A | STRAINER H 2805
Yes | DV2045B | 11/03/2015 | AEROASIA | MEDCONASIA INCORPORATED | VH F63 | RUNXIN HEAD F63 SOFTENER B1 | 2 | 4800 | RUNXIN DIGITAL HEAD F63B1 SOFTENER (4m³/h) | RUNXIN DIGITAL HEAD F63B1 SOFTENER (4m³/h)
Yes | DV2045B | 11/03/2015 | AEROASIA | MEDCONASIA INCORPORATED | VH_ELBOW | ELBOW FOR RUNXIN F 67 | 12 | 0 | 1" ELBOW CONNECTOR FOR F67 | 1" ELBOW CONNECTOR FOR F67
Yes | DV2045B | 11/03/2015 | AEROASIA | MEDCONASIA INCORPORATED | VH F67 | RUNXIN HEAD F67 SEDIMENT B1 | 6 | 4500 | RUNXIN DIGITAL HEAD F67B1 SEDIMENT (4m³/h) | RUNXIN DIGITAL HEAD F67B1 SEDIMENT (4m³/h)
Yes | DV2045B | 11/03/2015 | AEROASIA | MEDCONASIA INCORPORATED | PUMP CDLF1-130 | CNP CDLF1-130 (1.5hp)1.1kw. 1PHASE | 2 | 18500 | #N/A | CNP CDLF1-130 (1.5hp)1.1kw. 1PHASE
Yes | DV2045B | 11/03/2015 | AEROASIA | MEDCONASIA INCORPORATED | PUMP CDLF1-15 | CNP CDLF1-150 (2hp) 1.5kw. 1PHASE | 2 | 26000 | #N/A | CNP CDLF1-150 (2hp) 1.5kw. 1PHASE
Yes | DV2046B | 11/02/2015 | PURE-CARE | PURE-CARE WATER TREATMENT SYSTEM | FIL HYDRO 10SL CBF | HYDROSEP 10SL - CBF | 10 | 250 | #N/A | HYDROSEP 10SL - CBF
Yes | DV2046B | 11/02/2015 | PURE-CARE | PURE-CARE WATER TREATMENT SYSTEM | FIL HYDRO 10PP_1 | HYDROSEP 10SL - 5 MICRON | 30 | 50 | #N/A | HYDROSEP 10SL - 5 MICRON
Yes | DV2046B | 11/02/2015 | PURE-CARE | PURE-CARE WATER TREATMENT SYSTEM | ACCS_H9903 | FRP ADAPTER H9903 (4" x 2.5") | 1 | 450 | #N/A | FRP ADAPTER H9903 (4" x 2.5")
Yes | DV2047B | 11/02/2015 | PURE-CARE | PURE-CARE WATER TREATMENT SYSTEM | PUMP EMP ADAP 220v50HZ | EMPRESS ADAPTOR 220v 50HZ (JK-22412) | 1 | 600 | EMPRESS ADAPTOR 220v 50HZ (JK-22412) | EMPRESS ADAPTOR 220v 50HZ (JK-22412)
Yes | DV2047B | 11/02/2015 | PURE-CARE | PURE-CARE WATER TREATMENT SYSTEM | PUMP EMP BOAST 50GPD | EMPRESS DIAPHRAGM PUMP 50GPD (0.31gpm) | 2 | 1800 | EMPRESS DIAPHRAGM PUMP 50GPD (0.31GPM) | EMPRESS DIAPHRAGM PUMP 50GPD (0.31GPM)
Yes | DV2048BG | 11/03/2015 | 3L | 3L WATER FOR LIFE | GAL_RND | ROUND CONTAINER 5 GALLON | 50 | 117 | ROUND CONTAINER 5 GALLON | ROUND CONTAINER 5 GALLON
Yes | DV2049B | 11/04/2015 | FIRST STATION | WATER ELEMENT | ACCS_HEAT | HEAT GUN AP1600W model | 20 | 520 | HEAT GUN AP1600W model | HEAT GUN AP1600W model
Yes | DV2049B | 11/04/2015 | FIRST STATION | WATER ELEMENT | PUMP CHLF2-60 | CNP CHLF2-60 (2hp) 1.5kw. 1 PH | 1 | 9880 | #N/A | CNP CHLF2-60 (2hp) 1.5kw. 1 PH
Yes | DV2050B | 11/04/2015 | AQUAMEGA | AQUAMEGA - KARUHATAN | PVC AP_IN RED_3/4x1/2 | AP INSIDE REDUCER 3/4" x 1/2" | 2 | 5 | ZYPE INSIDE REDUCER 3/4" x 1/2" | ZYPE INSIDE REDUCER 3/4" x 1/2"
Yes | DV2050B | 11/04/2015 | AQUAMEGA | AQUAMEGA - KARUHATAN | PVC AP_IN RED_1x3/4 | AP INSIDE REDUCER 1" x 3/4" | 2 | 9 | ZYPE INSIDE REDUCER 1" x 3/4" | ZYPE INSIDE REDUCER 1" x 3/4"
Yes | DV2050B | 11/04/2015 | AQUAMEGA | AQUAMEGA - KARUHATAN | PVC AP_90ELB PLN_1 | AP 90° ELBOW PLAIN 1" | 20 | 18 | ZYPE 90° ELBOW PLAIN 1" | ZYPE 90° ELBOW PLAIN 1"
Yes | DV2050B | 11/04/2015 | AQUAMEGA | AQUAMEGA - KARUHATAN | PVC AP_TEE PLN_1/2 | AP TEE PLAIN 1/2" | 5 | 12 | ZYPE TEE PLAIN 1/2" | ZYPE TEE PLAIN 1/2"
Yes | DV2050B | 11/04/2015 | AQUAMEGA | AQUAMEGA - KARUHATAN | PVC - P1/2 | PIPE 1/2 (PUTOL GITNA) | 3 | 119 | #N/A | PIPE 1/2 (PUTOL GITNA)
Yes | DV2050B | 11/04/2015 | AQUAMEGA | AQUAMEGA - KARUHATAN | PVC AP_90ELB PLN_1/2 | AP 90° ELBOW PLAIN 1/2" | 20 | 8 | ZYPE 90° ELBOW PLAIN 1/2" | ZYPE 90° ELBOW PLAIN 1/2"
Yes | DV2050B | 11/04/2015 | AQUAMEGA | AQUAMEGA - KARUHATAN | PVC AP_COUP TRD_1/2 | AP COUPLING THREADED 1/2" | 4 | 7 | ZYPE COUPLING THREADED 1/2" | ZYPE COUPLING THREADED 1/2"
Yes | DV2050B | 11/04/2015 | AQUAMEGA | AQUAMEGA - KARUHATAN | PVC AP_MALE A_1/2 | AP MALE ADAPTOR 1/2" | 12 | 6 | ZYPE MALE ADAPTOR 1/2" | ZYPE MALE ADAPTOR 1/2"
Yes | DV2050B | 11/04/2015 | AQUAMEGA | AQUAMEGA - KARUHATAN | PVC AP_PTN PLN_1/2 | AP PATENTE PLAIN 1/2" | 14 | 34 | ZYPE PATENTE PLAIN 1/2" | ZYPE PATENTE PLAIN 1/2"
Yes | DV2050B | 11/04/2015 | AQUAMEGA | AQUAMEGA - KARUHATAN | PVC - BVALVE 1/2 | BALL VALVE 1/2 | 3 | 48 | #N/A | BALL VALVE 1/2
Yes | DV2050B | 11/04/2015 | AQUAMEGA | AQUAMEGA - KARUHATAN | PVC - BVALVE 3/4 | BALL VALVE 3/4 | 2 | 63 | #N/A | BALL VALVE 3/4
Yes | DV2050B | 11/04/2015 | AQUAMEGA | AQUAMEGA - KARUHATAN | PVC - BVALVE 1" | BALL VALVE 1" | 2 | 90 | ZYPE BALL VALVE 1" | ZYPE BALL VALVE 1"
Yes | DV2050B | 11/04/2015 | AQUAMEGA | AQUAMEGA - KARUHATAN | PVC AP_COUP TRD_1 | AP COUPLING THREADED 1" | 8 | 18 | ZYPE COUPLING THREADED 1" | ZYPE COUPLING THREADED 1"
Yes | DV2050B | 11/04/2015 | AQUAMEGA | AQUAMEGA - KARUHATAN | PVC AP_MALE A_1 | AP MALE ADAPTOR 1" | 4 | 15 | ZYPE MALE ADAPTOR 1" | ZYPE MALE ADAPTOR 1"
Yes | DV2050B | 11/04/2015 | AQUAMEGA | AQUAMEGA - KARUHATAN | PVC AP_PTN PLN_1 | AP PATENTE PLAIN 1" | 12 | 70 | ZYPE PATENTE PLAIN 1" | ZYPE PATENTE PLAIN 1"
Yes | DV2050B | 11/04/2015 | AQUAMEGA | AQUAMEGA - KARUHATAN | PVC - P1 | PIPE 1" (PUTOL GITNA) | 3 | 292 | #N/A | PIPE 1" (PUTOL GITNA)
Yes | DV2189B | 11/03/2015 | ESTILLORE F. | CRISTINA ESTILLORE | ROS_SET6CYRH (3in1) | 6000 GPD CYAN SERIES (3 in 1) w/ RUNXIN HEAD | 1 | 205000 | #N/A | 6000 GPD CYAN SERIES (3 in 1) w/ RUNXIN HEAD
Yes | DV2218B | 11/02/2015 | AQUAMEGA | AQUAMEGA - KARUHATAN | RO_EMP ST50 EWF-200 | EMPRESS ST-50 - EWF-200 R.O SYSTEM | 1 | 6800 | EMPRESS EWF-200 R.O SYSTEM ST-50 | EMPRESS EWF-200 R.O SYSTEM ST-50
Yes | DV2221BG | 11/02/2015 | ESTILLORE F. | CRISTINA ESTILLORE | GAL_RND | ROUND CONTAINER 5 GALLON | 30 | 119 | ROUND CONTAINER 5 GALLON | ROUND CONTAINER 5 GALLON
Yes | DV2221BG | 11/02/2015 | ESTILLORE F. | CRISTINA ESTILLORE | GAL_SLIM | SLIM CONTAINER 5 GALLON | 30 | 125 | SLIM CONTAINER 5 GALLON | SLIM CONTAINER 5 GALLON
Yes | DV2221BG | 11/02/2015 | ESTILLORE F. | CRISTINA ESTILLORE | GAL_SML DVR | DIVIDER (INNER CUP) FOR SLIM CONTAINER | 30 | 6 | DIVIDER (INNER CUP) FOR SLIM CONTAINER | DIVIDER (INNER CUP) FOR SLIM CONTAINER
Yes | DV2221BG | 11/02/2015 | ESTILLORE F. | CRISTINA ESTILLORE |  |  |  |  | #N/A
Yes | DV2222B | 11/02/2015 | ESTILLORE F. | CRISTINA ESTILLORE | EWD MITSU 2 | EUREKA MITSUTECH HOT & COLD (MWD-132) big | 1 | 3800 | EUREKA MITSUTECH HOT & COLD (MWD-132) | EUREKA MITSUTECH HOT & COLD (MWD-132)
Yes | DV2222B | 11/02/2015 | ESTILLORE F. | CRISTINA ESTILLORE | EWD MITSU | EUREKA MITSUTECH HOT & COLD (MWD-131) | 2 | 3200 | EUREKA MITSUTECH HOT & COLD (MWD-131) | EUREKA MITSUTECH HOT & COLD (MWD-131)
Yes | DV2222B | 11/02/2015 | ESTILLORE F. | CRISTINA ESTILLORE | ACCS_FS | FOOTSWITCH | 2 | 400 | SFMP-1 FOOT SWITCH | SFMP-1 FOOT SWITCH
Yes | DV2222B | 11/02/2015 | ESTILLORE F. | CRISTINA ESTILLORE | PRE VALVE 1/2 SAN | SOLENOID VALVE 1/2" BRASS SANLIXIN - 10kg. | 2 | 1200 | SOLENOID VALVE 1/2" BRASS SANLIXIN (10kg) | SOLENOID VALVE 1/2" BRASS SANLIXIN (10kg)
Yes | DV2223B | 11/02/2015 | FILTERCHEM | FILTERCHEM INC. | FIL NB WP1 - 10SL | PUREGEN 10SL - WP 1 MICRON | 130 | 50 | #N/A | PUREGEN 10SL - WP 1 MICRON
Yes | DV2223B | 11/02/2015 | FILTERCHEM | FILTERCHEM INC. | FIL NB WP5 - 40SL | PUREGEN 40SL - WP 5 MICRON | 500 | 180 | #N/A | PUREGEN 40SL - WP 5 MICRON
Yes | DV2224B | 11/02/2015 | AEROASIA | MEDCONASIA INCORPORATED | ACCS_STSB | STRAINER H 2807 Fleck Bottom Distribution (6"-12") | 4 | 0 | STRAINER H 2807 BOTTOM (6"-12") | STRAINER H 2807 BOTTOM (6"-12")
Yes | DV2224B | 11/02/2015 | AEROASIA | MEDCONASIA INCORPORATED | ACCS_RTUBE | RISER TUBE ONLY (10x54) | 4 | 0 | RISER TUBE for 10 x 54 FRP | RISER TUBE for 10 x 54 FRP
Yes | DV2224B | 11/02/2015 | AEROASIA | MEDCONASIA INCORPORATED | FRP 1354 WC | FRP TANK 13" x 54" WAVE CYBER BEIGE (2.5") | 4 | 4200 | (bdle) FRP TANK 13" x 54" (-2.5T) WAVE CYBER BEIGE color w/ ACCS. | (bdle) FRP TANK 13" x 54" (-2.5T) WAVE CYBER BEIGE color w/ ACCS.
Yes | DV2225B | 11/02/2015 | PAMINTUAN S. | Vanessa Pamintuan |  | HOSE R.O TUBING 1/4 BLUE color | 4 | 0 | CCK R.O TUBING HOSE 1/4" BLUE color (300 meter/roll) | CCK R.O TUBING HOSE 1/4" BLUE color (300 meter/roll)
Yes | DV2226B | 11/02/2015 | HYDRONOUTICS | CLEAR SOFT WATER | FIL WR30 20BB | WATERCHECK 20BB - WR30 (SALE) | 1 | 600 | #N/A | WATERCHECK 20BB - WR30 (SALE)
Yes | DV2227B | 11/02/2015 | DE GUZMAN | MR. SIMON DE GUZMAN | FIL PRIME CBF10SL | PURE PRIME 10SL - CARBON Filter | 4 | 160 | PURE PRIME 10SL - CARBON Filter | PURE PRIME 10SL - CARBON Filter
Yes | DV2227B | 11/02/2015 | DE GUZMAN | MR. SIMON DE GUZMAN | PUMP_JS80 | JULONG PUMP JS - 80 (3/4hp) | 1 | 2400 | G-LONG PUMP JS - 80 (3/4hp) | G-LONG PUMP JS - 80 (3/4hp)
Yes | DV2228B | 11/02/2015 | FASTMED | FASTMED MAINTENANCE SERVICES | FIL WC 20SLPP | WATERCHECK 20SL - 5 MICRON | 2 | 80 | #N/A | WATERCHECK 20SL - 5 MICRON
Yes | DV2228B | 11/02/2015 | FASTMED | FASTMED MAINTENANCE SERVICES | FIL WC 20SLPP | WATERCHECK 20SL - 1 MICRON | 1 | 80 | #N/A | WATERCHECK 20SL - 1 MICRON
Yes | DV2228B | 11/02/2015 | FASTMED | FASTMED MAINTENANCE SERVICES | PVC AP_PTN PLN_1/2 | AP PATENTE PLAIN 1/2" | 4 | 40 | ZYPE PATENTE PLAIN 1/2" | ZYPE PATENTE PLAIN 1/2"
Yes | DV2228B | 11/02/2015 | FASTMED | FASTMED MAINTENANCE SERVICES | PVC AP_PTN PLN_3/4 | AP PATENTE PLAIN 3/4" | 4 | 52 | ZYPE PATENTE PLAIN 3/4" | ZYPE PATENTE PLAIN 3/4"
Yes | DV2228B | 11/02/2015 | FASTMED | FASTMED MAINTENANCE SERVICES | PVC AP_90ELB PLN_1/2 | AP 90° ELBOW PLAIN 1/2" | 20 | 9 | ZYPE 90° ELBOW PLAIN 1/2" | ZYPE 90° ELBOW PLAIN 1/2"
Yes | DV2228B | 11/02/2015 | FASTMED | FASTMED MAINTENANCE SERVICES | PVC AP_90ELB PLN_3/4 | AP 90° ELBOW PLAIN 3/4" | 20 | 13 | ZYPE 90° ELBOW PLAIN 3/4" | ZYPE 90° ELBOW PLAIN 3/4"
Yes | DV2228B | 11/02/2015 | FASTMED | FASTMED MAINTENANCE SERVICES | PVC - P1/2 | PIPE 1/2 | 2 | 140 | ZYPE PIPE 1/2" | ZYPE PIPE 1/2"
Yes | DV2228B | 11/02/2015 | FASTMED | FASTMED MAINTENANCE SERVICES | PVC - P3/4 | PIPE 3/4 | 2 | 212 | ZYPE PIPE 3/4 | ZYPE PIPE 3/4
Yes | DV2228B | 11/02/2015 | FASTMED | FASTMED MAINTENANCE SERVICES | PVC - F.V.A | FORMOSA VINYL ADHESIVE | 1 | 180 | FORMOSA VINYL ADHESIVE 410g | FORMOSA VINYL ADHESIVE 410g
Yes | DV2228B | 11/02/2015 | FASTMED | FASTMED MAINTENANCE SERVICES | FCET_CONN | GOOSENECK CONNECTOR 1/2" SS ONLY | 1 | 180 | GOOSENECK CONNECTOR 1/2" SS ONLY | GOOSENECK CONNECTOR 1/2" SS ONLY
Yes | DV2228B | 11/02/2015 | FASTMED | FASTMED MAINTENANCE SERVICES | FCET_GOOSE | GOOSENECK FAUCET ONLY | 1 | 250 | FF-800 GOOSENECK FAUCET ONLY | FF-800 GOOSENECK FAUCET ONLY
Yes | DV2228B | 11/02/2015 | FASTMED | FASTMED MAINTENANCE SERVICES | MEM_ULP21-4040 | VONTRON MEMBRANE ULP21 - 40 x 40 | 2 | 7800 | VONTRON MEMBRANE ULP21 40 x 40 | VONTRON MEMBRANE ULP21 40 x 40
Yes | DV2229B | 11/02/2015 | AGENT1 | ROMY CANETE | FIL EMP WCPF 50GPD | EMPRESS T33 POST CARBON FILTER 2500g. | 1 | 225 | EMPRESS T33 POST CARBON FILTER 2500G. | EMPRESS T33 POST CARBON FILTER 2500G.
Yes | DV2229B | 11/02/2015 | AGENT1 | ROMY CANETE | FIL EMP CBF 10SL | EMPRESS 10SL - CARBON 10MICRON | 1 | 280 | EMPRESS 10SL - CARBON 10MICRON | EMPRESS 10SL - CARBON 10MICRON
Yes | DV2229B | 11/02/2015 | AGENT1 | ROMY CANETE | FIL EMP UDF 10SL | EMPRESS 10SL - GAC Filter Cartridge | 1 | 250 | EMPRESS 10SL - GAC Filter Cartridge | EMPRESS 10SL - GAC Filter Cartridge
Yes | DV2229B | 11/02/2015 | AGENT1 | ROMY CANETE | FIL WR30 10BB | WATERCHECK 10BB - WR30 (SAMPLE-SALE) | 1 | 315 | #N/A | WATERCHECK 10BB - WR30 (SAMPLE-SALE)
Yes | DV2229B | 11/02/2015 | AGENT1 | ROMY CANETE | HOUSING EMP SCH_10 | EMPRESS SLIM CLEAR HOUSING 10SL npt 1/4" | 1 | 400 | EMPRESS SLIM CLEAR HOUSING 10" npt 1/4" | EMPRESS SLIM CLEAR HOUSING 10" npt 1/4"
Yes | DV2229B | 11/02/2015 | AGENT1 | ROMY CANETE | MEM_F50 | FILMTEC 50 GPD | 1 | 1800 | FILMTEC TW30-1812 50 GPD | FILMTEC TW30-1812 50 GPD
Yes | DV2229B | 11/02/2015 | AGENT1 | ROMY CANETE | FIT CCK BU0404 | CCK FITTNGS - Bulk Head Union EZ C-912-6 1/4" | 2 | 100 | CCK BU0404 - Bulk Head Union (EZ C-912-6) 1/4" | CCK BU0404 - Bulk Head Union (EZ C-912-6) 1/4"
Yes | DV2231B | 11/02/2015 | AQUA GLAZE | AQUA GLAZE | PVC AP_COUP TRD_3/4 | AP COUPLING THREADED 3/4" | 1 | 15 | ZYPE COUPLING THREADED 3/4" | ZYPE COUPLING THREADED 3/4"
Yes | DV2231B | 11/02/2015 | AQUA GLAZE | AQUA GLAZE | PVC AP_PTN PLN_3/4 | AP PATENTE PLAIN 3/4" | 1 | 55 | ZYPE PATENTE PLAIN 3/4" | ZYPE PATENTE PLAIN 3/4"
Yes | DV2231B | 11/02/2015 | AQUA GLAZE | AQUA GLAZE | PVC AP_PTN TRD_3/4 | AP PATENTE THREADED 3/4" | 1 | 70 | ZYPE PATENTE THREADED 3/4" | ZYPE PATENTE THREADED 3/4"
Yes | DV2232BG | 11/02/2015 | FRANCIA | JONNA ANN FRANCIA | GAL_NST CUP | NON-SPILL TYPE for ROUND CONT (half-cap) | 10 | 4 | HALF-CAP NON-SPILL TYPE for ROUND CONT | HALF-CAP NON-SPILL TYPE for ROUND CONT
Yes | DV2232BG | 11/02/2015 | FRANCIA | JONNA ANN FRANCIA | GAL_SEAL OVERALL | OVER-ALL UMBRELLA CAP SEAL 1,000pcs./2pack | 1 | 270 | OVER-ALL UMBRELLA CAP SEAL 1,000pcs/2PACK | OVER-ALL UMBRELLA CAP SEAL 1,000pcs/2PACK
Yes | DV2233B | 11/02/2015 | COLUMBANO | KENNETH COLUMBANO | ACCS_HEAT | HEAT GUN AP1600W model | 2 | 700 | HEAT GUN AP1600W model | HEAT GUN AP1600W model
Yes | DV2234B | 11/02/2015 | AQUA ANGELU | AQUA ANGELE | FIL EP 10SL | PENTEK EP - 10 SLIM | 1 | 500 | PENTEK EP - 10 SLIM | PENTEK EP - 10 SLIM
Yes | DV2236B | 11/02/2015 | BERICO | JHONG BERICO | EWD ECO | EUREKA ECONOMY HOT & COLD | 2 | 4200 | EUREKA ECONOMY HOT & COLD | EUREKA ECONOMY HOT & COLD
Yes | DV2237B | 11/02/2015 | WEST LINE | BIG MICHAEL GENERAL MDSE. | ACCS_HEAT | HEAT GUN AP1600W model | 1 | 700 | HEAT GUN AP1600W model | HEAT GUN AP1600W model
Yes | DV2238B | 11/02/2015 | JEFF STAR | JEFF STAR WATER STTAION | ACCS_RTUBE | RISER TUBE ONLY (10x54) | 2 | 250 | RISER TUBE for 10 x 54 FRP | RISER TUBE for 10 x 54 FRP
Yes | DV2238B | 11/02/2015 | JEFF STAR | JEFF STAR WATER STTAION | ACCS_STSB | STRAINER H 2807 | 2 | 200 | #N/A | STRAINER H 2807
Yes | DV2238B | 11/02/2015 | JEFF STAR | JEFF STAR WATER STTAION | ACCS_STS | STRAINER H 2805 | 2 | 0 | #N/A | STRAINER H 2805
Yes | DV2238B | 11/02/2015 | JEFF STAR | JEFF STAR WATER STTAION | VH MSED | MANUAL HEAD SEDIMENT F56A3 2.5" | 2 | 1200 | RUNXIN MANUAL HEAD F56A3 SEDIMENT (4m³/h) | RUNXIN MANUAL HEAD F56A3 SEDIMENT (4m³/h)
Yes | DV2238B | 11/02/2015 | JEFF STAR | JEFF STAR WATER STTAION | FRP 948 WV | FRP TANK 9" x 48" WAVE CYBER BEIGE (SALE) | 1 | 500 | #N/A | FRP TANK 9" x 48" WAVE CYBER BEIGE (SALE)
Yes | DV2238B | 11/02/2015 | JEFF STAR | JEFF STAR WATER STTAION | FRP 1054 WV_2 | FRP TANK 10" x 54" WAVE CYBER BLUE (SALE) | 1 | 1500 | #N/A | FRP TANK 10" x 54" WAVE CYBER BLUE (SALE)
Yes | DV2239B | 11/02/2015 | PADOL | RONALD PADOL | FIL HYDRO 20SL CBF(WO) | HYDROSEP 20SL - CARBON Block (w/O net inside) | 3 | 550 | HYDROSEP 20SL - CBF (carbon block filter) W/O NET | HYDROSEP 20SL - CBF (carbon block filter) W/O NET
Yes | DV2239B | 11/02/2015 | PADOL | RONALD PADOL | FIL WC 20SLPP | WATERCHECK 20SL - 1 MICRON | 9 | 80 | #N/A | WATERCHECK 20SL - 1 MICRON
Yes | DV2239B | 11/02/2015 | PADOL | RONALD PADOL | FIL WC 20SLPP | WATERCHECK 20SL - 5 MICRON | 7 | 80 | #N/A | WATERCHECK 20SL - 5 MICRON
Yes | DV2239B | 11/02/2015 | PADOL | RONALD PADOL | ACCS_SCREW1 | SCREW for SL HOUSING | 8 | 0 | SCREW FOR SL HOUSING | SCREW FOR SL HOUSING
Yes | DV2239B | 11/02/2015 | PADOL | RONALD PADOL | ACCS_BRAC ST | BRACKET STEEL TAIWAN (new) | 2 | 0 | BRACKET STEEL TAIWAN (NEW) | BRACKET STEEL TAIWAN (NEW)
Yes | DV2239B | 11/02/2015 | PADOL | RONALD PADOL | HOUSING SBHC_2 | SLIM BLUE HOUSING 20" npt 3/4" China (CH20-40) | 2 | 700 | (bdle) SLIM BLUE HOUSING 20" npt 3/4" CHINA (CH20-40) w/ ACCS. | (bdle) SLIM BLUE HOUSING 20" npt 3/4" CHINA (CH20-40) w/ ACCS.
Yes | DV2239B | 11/02/2015 | PADOL | RONALD PADOL | JACO C-2544 | JACO C-2544 1/4"x1/4" female straight conn. | 2 | 85 | JACO C-2544 - 1/4mm x 1/4" female straight connector (china) | JACO C-2544 - 1/4mm x 1/4" female straight connector (china)
Yes | DV2239B | 11/02/2015 | PADOL | RONALD PADOL | NIP_NP3/4 | NIPLE REDUCER 3/4" SS | 2 | 80 | NIPPLE REDUCER M-THREAD PIPE 3/4" STAINLESS | NIPPLE REDUCER M-THREAD PIPE 3/4" STAINLESS
Yes | DV2240B | 11/02/2015 | AGUA DEL MONTE | AGUA DEL MONTE | FIL HYDRO 20SL CBF(WO) | HYDROSEP 20SL - CARBON Block (w/O net inside) | 4 | 550 | HYDROSEP 20SL - CBF (carbon block filter) W/O NET | HYDROSEP 20SL - CBF (carbon block filter) W/O NET
Yes | DV2240B | 11/02/2015 | AGUA DEL MONTE | AGUA DEL MONTE | FIL HYDRO 20 PP_1 | HYDROSEP 20SL - 1 MICRON | 4 | 95 | #N/A | HYDROSEP 20SL - 1 MICRON
Yes | DV2240B | 11/02/2015 | AGUA DEL MONTE | AGUA DEL MONTE | FIL HYDRO 20 PP_1 | HYDROSEP 20SL - 5 MICRON | 4 | 95 | #N/A | HYDROSEP 20SL - 5 MICRON
Yes | DV2241B | 11/02/2015 | DRINK IT RITE | DRINK IT RITE | MF ANTRA | ANTHRACITE (James Cumming)) | 1 | 2100 | JAMES CUMMING ANTHRACITE 0.83mm | JAMES CUMMING ANTHRACITE 0.83mm
Yes | DV2241B | 11/02/2015 | DRINK IT RITE | DRINK IT RITE | MF SSAND | SILICA SAND | 1 | 500 | SILICA SAND | SILICA SAND
Yes | DV2241B | 11/02/2015 | DRINK IT RITE | DRINK IT RITE | MF QSAND | QUARTZ SAND | 1 | 500 | QUARTZ SAND | QUARTZ SAND
Yes | DV2241B | 11/02/2015 | DRINK IT RITE | DRINK IT RITE | MF PBL5 | PEBBLES #5 | 1 | 500 | PEBBLES #5 | PEBBLES #5
Yes | DV2241B | 11/02/2015 | DRINK IT RITE | DRINK IT RITE | ACCS_STS | STRAINER H 2805 | 1 | 0 | #N/A | STRAINER H 2805
Yes | DV2241B | 11/02/2015 | DRINK IT RITE | DRINK IT RITE | VH MSED | MANUAL HEAD SEDIMENT F56A3 2.5" | 1 | 1500 | RUNXIN MANUAL HEAD F56A3 SEDIMENT (4m³/h) | RUNXIN MANUAL HEAD F56A3 SEDIMENT (4m³/h)
Yes | DV2241B | 11/02/2015 | DRINK IT RITE | DRINK IT RITE | ACCS_STSB | STRAINER H 2807 | 1 | 0 | #N/A | STRAINER H 2807
Yes | DV2241B | 11/02/2015 | DRINK IT RITE | DRINK IT RITE | ACCS_RTUBE | RISER TUBE ONLY (10x54) | 1 | 0 | RISER TUBE for 10 x 54 FRP | RISER TUBE for 10 x 54 FRP
Yes | DV2241B | 11/02/2015 | DRINK IT RITE | DRINK IT RITE | FRP 1054 WV_2 | FRP TANK 10" x 54" WAVE CYBER BLUE color | 1 | 2800 | (bdle) FRP TANK 10" x 54" (-2.5T) WAVE CYBER BLUE color w/ ACCS. | (bdle) FRP TANK 10" x 54" (-2.5T) WAVE CYBER BLUE color w/ ACCS.
Yes | DV2241B | 11/02/2015 | DRINK IT RITE | DRINK IT RITE | PUMP CHL2-50 | CNP Horizontal Pump CHL2-50 (1.5hp) 1.1kw. 1PH | 1 | 13180 | CNP HORIZONTAL Pump CHL 2-50 (1.5hp) 1.1kw - 1PH | CNP HORIZONTAL Pump CHL 2-50 (1.5hp) 1.1kw - 1PH
Yes | DV2242B | 11/02/2015 | TAN E. | MR. ELVIS TAN | FIL HYDRO 10SL CBF | HYDROSEP 10SL - CBF Carbon Block (coconut shell) | 1 | 350 | HYDROSEP 10SL - CBF (carbon block filter) | HYDROSEP 10SL - CBF (carbon block filter)
Yes | DV2243B | 11/02/2015 | DRINK IT RITE | DRINK IT RITE | PUMP-APC 2 | AUTOMATIC PRESS CONTROL (MAC 02) | 1 | 2000 | MAZAKI AUTOMATIC PRESS CONTROL (MAC 02) | MAZAKI AUTOMATIC PRESS CONTROL (MAC 02)
Yes | DV2250B | 11/03/2015 | ETHAN | ETHAN WATER c/o OSCAR PADILLA JR. | FIL PS1-10C | PENTEK brand 10SL - 1 MICRON | 3 | 85 | #N/A | PENTEK brand 10SL - 1 MICRON
Yes | DV2250B | 11/03/2015 | ETHAN | ETHAN WATER c/o OSCAR PADILLA JR. | FIL PS5-10C | PENTEK brand 10SL - 5 MICRON | 3 | 70 | #N/A | PENTEK brand 10SL - 5 MICRON
Yes | DV2250B | 11/03/2015 | ETHAN | ETHAN WATER c/o OSCAR PADILLA JR. | FIL EPM 10SL | PENTEK EPM - 10SL | 3 | 300 | PENTEK EPM - 10SLIM | PENTEK EPM - 10SLIM
Yes | DV2251B | 11/03/2015 | CARAAN | ONEST WATER STATION | FIL PRIME20SL-PP5 | PURE PRIME 20SL - 5 MICRON | 2 | 90 | PURE PRIME 20SL - 5 MICRON | PURE PRIME 20SL - 5 MICRON
Yes | DV2251B | 11/03/2015 | CARAAN | ONEST WATER STATION | FIL EP 20SL | PENTEK EP - 20 SLIM | 1 | 580 | PENTEK EP - 20 SLIM | PENTEK EP - 20 SLIM
Yes | DV2254B | 11/03/2015 | ALFARO R. | RANDO ALFARO | FIL PRIME10SL-PP5 | PURE PRIME 10SL - 5 MICRON | 1 | 80 | PURE PRIME 10SL - 5 MICRON | PURE PRIME 10SL - 5 MICRON
Yes | DV2255B | 11/03/2015 | LAÑUZO | ARNOLD LAÑUZO | MF ACT.CBF | ACTIVATED CARBON (8 x 12) (SALE) | 1 | 900 | #N/A | ACTIVATED CARBON (8 x 12) (SALE)
Yes | DV2255B | 11/03/2015 | LAÑUZO | ARNOLD LAÑUZO | MF SSAND | SILICA SAND (SALE) | 1 | 320 | #N/A | SILICA SAND (SALE)
Yes | DV2255B | 11/03/2015 | LAÑUZO | ARNOLD LAÑUZO | PVC BLUE_EP1 | BLUE ELBOW PLAIN 1" | 9 | 15 | #N/A | BLUE ELBOW PLAIN 1"
Yes | DV2256B | 11/03/2015 | BRAZEN | BRAZEN INDUSTRIES, INC. | MF RESIN H-C100 | RESIN H-C 100 (new) (SALE) | 1 | 1120 | #N/A | RESIN H-C 100 (new) (SALE)
Yes | DV2257B | 11/03/2015 | ADONAI | ADONAI PURIFIED DRINKING WATER | FIL WC 20SLPP | WATERCHECK 20SL - 10 MICRON | 2 | 100 | #N/A | WATERCHECK 20SL - 10 MICRON
Yes | DV2257B | 11/03/2015 | ADONAI | ADONAI PURIFIED DRINKING WATER | FIL WC 20SLPP | WATERCHECK 20SL - 5 MICRON | 2 | 100 | #N/A | WATERCHECK 20SL - 5 MICRON
Yes | DV2257B | 11/03/2015 | ADONAI | ADONAI PURIFIED DRINKING WATER | FIL WC 20SLPP | WATERCHECK 20SL -1 MICRON | 2 | 100 | #N/A | WATERCHECK 20SL -1 MICRON
Yes | DV2258B | 11/03/2015 | AQUA FRESH | AQUA FRESH c/o SUN SUN CHUA | ACCS_SCREW2 | SCREW for BB HOUSING | 4 | 0 | SCREW FOR BB HOUSING | SCREW FOR BB HOUSING
Yes | DV2258B | 11/03/2015 | AQUA FRESH | AQUA FRESH c/o SUN SUN CHUA | ACCS_BRAC BBT | BRACKET STEEL BB TAIWAN | 1 | 0 | BRACKET STEEL BB TAIWAN | BRACKET STEEL BB TAIWAN
Yes | DV2258B | 11/03/2015 | AQUA FRESH | AQUA FRESH c/o SUN SUN CHUA | ACCS_SPNR BB-T | SPANNER WRENCH BB TAIWAN | 1 | 0 | SPANNER WRENCH BB TAIWAN (BLACK) | SPANNER WRENCH BB TAIWAN (BLACK)
Yes | DV2258B | 11/03/2015 | AQUA FRESH | AQUA FRESH c/o SUN SUN CHUA | HOUSING BB20-T | BIG BLUE HOUSING 20" npt 1" TAiWAN | 1 | 1600 | (bdle) BIG BLUE HOUSING 20" npt 1" TAIWAN w/ ACCS. | (bdle) BIG BLUE HOUSING 20" npt 1" TAIWAN w/ ACCS.
Yes | DV2258B | 11/03/2015 | AQUA FRESH | AQUA FRESH c/o SUN SUN CHUA | FIL WR30 20BB | WATERCHECK 20BB - WR30 Pleated Polyester Cartridge | 1 | 800 | WATERCHECK 20BB - WR30 (pleated polyester catridge) | WATERCHECK 20BB - WR30 (pleated polyester catridge)
Yes | DV2260B | 11/03/2015 | JOEY 2 | MR. JOEY ANGELES | ACCS_STS H2810 | STRAINER H 2810 Bottom Distribution (6"-12") | 2 | 280 | STRAINER H 2810 BOTTOM (6"-12") | STRAINER H 2810 BOTTOM (6"-12")
Yes | DV2260B | 11/03/2015 | JOEY 2 | MR. JOEY ANGELES | ACCS_STS H2809 | STRAINER H 2809 Top Distribution (6"-12") | 1 | 280 | STRAINER H 2809 TOP (6"-12") | STRAINER H 2809 TOP (6"-12")
Yes | DV2260B | 11/03/2015 | JOEY 2 | MR. JOEY ANGELES | ACCS_RTUBE | RISER TUBE ONLY (10x54) | 2 | 200 | RISER TUBE for 10 x 54 FRP | RISER TUBE for 10 x 54 FRP
Yes | DV2260B | 11/03/2015 | JOEY 2 | MR. JOEY ANGELES | MF RESIN H-C100E | RESIN H-C 100E (new) | 1 | 1500 | HI-GRADE RESIN H-C 100E | HI-GRADE RESIN H-C 100E
Yes | DV2260B | 11/03/2015 | JOEY 2 | MR. JOEY ANGELES | MF MNGS ZEO | MANGANESE ZEOLITE 30 kgs. | 1 | 2600 | MANGANESE ZEOLITE 30 kgs. | MANGANESE ZEOLITE 30 kgs.
Yes | DV2260B | 11/03/2015 | JOEY 2 | MR. JOEY ANGELES | MF ACT. CBF PURE8x12 | PURE PRIME ACTIVATED CARBON 8 x 12 | 1 | 2200 | PURE PRIME ACTIVATED CARBON 8 x 12 | PURE PRIME ACTIVATED CARBON 8 x 12
Yes | DV2261B | 11/03/2015 | SYSCAL | SYSCAL PHILS. | FIL PRIME 40SL | PUREGEN 40SL - SEDIMENT FILTER (no embosed) | 23 | 200 | #N/A | PUREGEN 40SL - SEDIMENT FILTER (no embosed)
Yes | DV2262B | 11/03/2015 | MIZRACH ELECTRONICS | MIZRACH ELECTRONICS | ACCS_STSB | STRAINER H 2807 Fleck Bottom Distribution (6"-12") | 1 | 0 | STRAINER H 2807 BOTTOM (6"-12") | STRAINER H 2807 BOTTOM (6"-12")
Yes | DV2262B | 11/03/2015 | MIZRACH ELECTRONICS | MIZRACH ELECTRONICS | ACCS_RTUBE | RISER TUBE ONLY (10x54) | 1 | 0 | RISER TUBE for 10 x 54 FRP | RISER TUBE for 10 x 54 FRP
Yes | DV2262B | 11/03/2015 | MIZRACH ELECTRONICS | MIZRACH ELECTRONICS | FRP 1354 WC | FRP TANK 13" x 54" WAVE CYBER BEIGE (2.5") | 1 | 4200 | (bdle) FRP TANK 13" x 54" (-2.5T) WAVE CYBER BEIGE color w/ ACCS. | (bdle) FRP TANK 13" x 54" (-2.5T) WAVE CYBER BEIGE color w/ ACCS.
Yes | DV2262B | 11/03/2015 | MIZRACH ELECTRONICS | MIZRACH ELECTRONICS | MF RESIN H-C100E | RESIN H-C 100E (new) | 4 | 1500 | HI-GRADE RESIN H-C 100E | HI-GRADE RESIN H-C 100E
Yes | DV2263B | 11/03/2015 | AQUA QUEST / ENGELBERT CHUA | AQUA QUEST / ENGELBERT CHUA | FIT_NOZZLE | FITTING H 2202 - NOZZLE STRAIGHT | 2 | 50 | FITTING H 2202 - NOZZLE STRAIGHT | FITTING H 2202 - NOZZLE STRAIGHT
Yes | DV2264B | 11/03/2015 | TIU P | PATRICK JEFFERSON TIU | HOUSING CBA-304-4 | HOUSING FOR RESIN 20SL PLASTIC | 25 | 240 | HOUSING FOR RESIN 20SL PLASTIC | HOUSING FOR RESIN 20SL PLASTIC
Yes | DV2264B | 11/03/2015 | TIU P | PATRICK JEFFERSON TIU | EWD COVER | FLOAT SWITCH w/ TOP COVER (z-fs002) | 1 | 450 | Z-FS002 FLOAT SWITCH w/ TOP COVER | Z-FS002 FLOAT SWITCH w/ TOP COVER
Yes | DV2265B | 11/03/2015 | ASIAN | ASIAN DYNASTY | HOSE J1/2 B | JOHN GUEST HOSE 1/2" BLUE color | 10 | 90 | JOHN GUEST HOSE 1/2" BLUE color (75 meter/roll) | JOHN GUEST HOSE 1/2" BLUE color (75 meter/roll)
Yes | DV2265B | 11/03/2015 | ASIAN | ASIAN DYNASTY | JAC_CONN 4088 | JACO FIBRA 4088 (1/2x1/2) 220psi | 16 | 96 | JACO FIBRA 4088 - 1/2mm x 1/2" male elbow (US 220psi) | JACO FIBRA 4088 - 1/2mm x 1/2" male elbow (US 220psi)
Yes | DV2265B | 11/03/2015 | ASIAN | ASIAN DYNASTY | JACO(Z-1088) | JACO Z-1088 1/2"x1/2" male straight conn. (taiwan) | 12 | 80 | JACO Z-1088 - 1/2mm x 1/2" male straight connector (taiwan) | JACO Z-1088 - 1/2mm x 1/2" male straight connector (taiwan)
Yes | DV2265B | 11/03/2015 | ASIAN | ASIAN DYNASTY | HOSE 1/4 B | HOSE R.O TUBING 1/4 BLUE color | 10 | 35 | CCK R.O TUBING HOSE 1/4" BLUE color (300 meter/roll) | CCK R.O TUBING HOSE 1/4" BLUE color (300 meter/roll)
Yes | DV2266B | 11/03/2015 | BIG TREE | BIG THREE | FIL WC 20SL-CBF | WATERCHECK 20SL - CBF | 1 | 280 | #N/A | WATERCHECK 20SL - CBF
Yes | DV2266B | 11/03/2015 | BIG TREE | BIG THREE | FIL HYDRO 20 PP_1 | HYDROSEP 20SL - 10 MICRON | 2 | 95 | #N/A | HYDROSEP 20SL - 10 MICRON
Yes | DV2266B | 11/03/2015 | BIG TREE | BIG THREE | FIL HYDRO 20 PP_1 | HYDROSEP 20SL - 5 MICRON | 2 | 95 | #N/A | HYDROSEP 20SL - 5 MICRON
Yes | DV2267B | 11/03/2015 | BARBA | EDWIN BARBA | JACO(Z-1044) | JACO Z-1044 1/4"x1/4" male straight conn. (taiwan) | 2 | 80 | JACO Z-1044 - 1/4mm x 1/4" male straight connector (taiwan) | JACO Z-1044 - 1/4mm x 1/4" male straight connector (taiwan)
Yes | DV2268B | 11/03/2015 | FILTRADE | FILTRADE | FIL WC 20SLPP | WATERCHECK 20SL - 1 MICRON | 2 | 80 | #N/A | WATERCHECK 20SL - 1 MICRON
Yes | DV2268B | 11/03/2015 | FILTRADE | FILTRADE | FIL PRIME CBF20SL | PURE PRIME 20SL - CARBON Filter | 1 | 300 | PURE PRIME 20SL - CARBON Filter | PURE PRIME 20SL - CARBON Filter
Yes | DV2269B | 11/03/2015 | DUMLAO | WENG DUMLAO | FIL HYDRO 10PP_1 | HYDROSEP 10SL - 1 MICRON | 2 | 80 | #N/A | HYDROSEP 10SL - 1 MICRON
Yes | DV2270B | 11/03/2015 | AEROASIA - HYDROMEX | AEROASIA - HYDROMEX TECHNOLOGY | PVC - P1 | PIPE 1" | 5 | 344 | ZYPE PIPE 1" | ZYPE PIPE 1"
Yes | DV2270B | 11/03/2015 | AEROASIA - HYDROMEX | AEROASIA - HYDROMEX TECHNOLOGY | PVC - BVALVE 1x1/2 | BALL VALVE 1*1/2 | 2 | 208 | ZYPE BALL VALVE 1*1/2" | ZYPE BALL VALVE 1*1/2"
Yes | DV2270B | 11/03/2015 | AEROASIA - HYDROMEX | AEROASIA - HYDROMEX TECHNOLOGY | PVC - BVALVE 1" | BALL VALVE 1" | 10 | 106 | ZYPE BALL VALVE 1" | ZYPE BALL VALVE 1"
Yes | DV2270B | 11/03/2015 | AEROASIA - HYDROMEX | AEROASIA - HYDROMEX TECHNOLOGY | PVC AP_MALE A_1 | AP MALE ADAPTOR 1" | 30 | 22 | ZYPE MALE ADAPTOR 1" | ZYPE MALE ADAPTOR 1"
Yes | DV2272B | 11/03/2015 | ALLAN | ALLAN BARLES | ACCS_HEAT | HEAT GUN AP1600W model | 1 | 750 | HEAT GUN AP1600W model | HEAT GUN AP1600W model
Yes | DV2273B | 11/03/2015 | SHALEANE CRUZ | MS. SHALEANE CRUZ | FIL HYDRO 20SL CBF | HYDROSEP 20SL - CARBON (w/ net inside) | 5 | 550 | #N/A | HYDROSEP 20SL - CARBON (w/ net inside)
Yes | DV2273B | 11/03/2015 | SHALEANE CRUZ | MS. SHALEANE CRUZ | FIL HYDRO 20 PP_1 | HYDROSEP 20SL - 5 MICRON | 10 | 95 | #N/A | HYDROSEP 20SL - 5 MICRON
Yes | DV2273B | 11/03/2015 | SHALEANE CRUZ | MS. SHALEANE CRUZ | PVC AP_PTN PLN_1 | AP PATENTE PLAIN 1" | 10 | 82 | ZYPE PATENTE PLAIN 1" | ZYPE PATENTE PLAIN 1"
Yes | DV2273B | 11/03/2015 | SHALEANE CRUZ | MS. SHALEANE CRUZ | PVC - C-711-0.5L | PVC 711 CEMENT | 1 | 576 | WELD-ON PVC 711 CEMENT 16oz. | WELD-ON PVC 711 CEMENT 16oz.
Yes | DV2274B | 11/03/2015 | SHALEANE CRUZ | MS. SHALEANE CRUZ | MF ACT. CBF PURE8x12 | PURE PRIME ACTIVATED CARBON 8 x 12 | 1 | 2500 | PURE PRIME ACTIVATED CARBON 8 x 12 | PURE PRIME ACTIVATED CARBON 8 x 12
Yes | DV2274B | 11/03/2015 | SHALEANE CRUZ | MS. SHALEANE CRUZ | MF RESIN H-C100E | RESIN H-C 100E (new) | 1 | 2000 | HI-GRADE RESIN H-C 100E | HI-GRADE RESIN H-C 100E
Yes | DV2274B | 11/03/2015 | SHALEANE CRUZ | MS. SHALEANE CRUZ | MF ANTRA | ANTHRACITE (James Cumming)) | 1 | 2100 | JAMES CUMMING ANTHRACITE 0.83mm | JAMES CUMMING ANTHRACITE 0.83mm
Yes | DV2275B | 11/03/2015 | MONTENEGRO | JOHN MONTENEGRO | FIL WC 20SLPP | WATERCHECK 20SL - 20 MICRON | 1 | 75 | #N/A | WATERCHECK 20SL - 20 MICRON
Yes | DV2275B | 11/03/2015 | MONTENEGRO | JOHN MONTENEGRO | FIL WC 20SLPP | WATERCHECK 20SL - 1 MICRON | 2 | 75 | #N/A | WATERCHECK 20SL - 1 MICRON
Yes | DV2275B | 11/03/2015 | MONTENEGRO | JOHN MONTENEGRO | FIL WC 20SLPP | WATERCHECK 20SL - 5 MICRON | 3 | 75 | #N/A | WATERCHECK 20SL - 5 MICRON
Yes | DV2275B | 11/03/2015 | MONTENEGRO | JOHN MONTENEGRO | FIL EP 20SL | PENTEK EP - 20 SLIM | 1 | 580 | PENTEK EP - 20 SLIM | PENTEK EP - 20 SLIM
Yes | DV2276B | 11/03/2015 | SINAI MEDICAL | SINAI MEDICAL | PRE SLC-2 | SOLENOID VALVE 1/4' (SLC-2 model) 220v | 1 | 500 | SOLENOID VALVE 1/4" (SLC-2) AC220V 50/60Hz | SOLENOID VALVE 1/4" (SLC-2) AC220V 50/60Hz
Yes | DV2277B | 11/03/2015 | JON | JONLURA ENTERPRISES | PVC AP_TEE PLN_3/4 | AP TEE PLAIN 3/4" | 10 | 20 | ZYPE TEE PLAIN 3/4" | ZYPE TEE PLAIN 3/4"
Yes | DV2278B | 11/03/2015 | YAP CHRISTY | CHRISTY YAP | HOSE J1/2 | JOHN GUEST HOSE 1/2" WHITE color | 1 | 120 | JOHN GUEST HOSE 1/2" WHITE color (75 meter/roll) | JOHN GUEST HOSE 1/2" WHITE color (75 meter/roll)
Yes | DV2279B | 11/03/2015 | FRANZ | AVACOMM INTERNATIONAL | FCET_CONN | GOOSENECK CONNECTOR 1/2" SS ONLY | 3 | 150 | GOOSENECK CONNECTOR 1/2" SS ONLY | GOOSENECK CONNECTOR 1/2" SS ONLY
Yes | DV2279B | 11/03/2015 | FRANZ | AVACOMM INTERNATIONAL | HOUSING CFR10" | HOUSING FOR RESIN FILTER 10" (transparent) | 1 | 180 | HOUSING FOR RESIN FILTER 10" - TRANSPARENT | HOUSING FOR RESIN FILTER 10" - TRANSPARENT
Yes | DV2280B | 11/03/2015 | KALAO | MS. BERNADETH S. KALALO | ACCS_FS | FOOTSWITCH | 1 | 450 | SFMP-1 FOOT SWITCH | SFMP-1 FOOT SWITCH
Yes | DV2281B | 11/03/2015 | UNIVERSE PLASTIC | UNIVERSE PLASTIC INDUSTRIES | FIL EMP 2in1 10SL | EMPRESS 10SL 2 in 1 FILTER | 1 | 250 | EMPRESS 10SL 2 in 1 FILTER | EMPRESS 10SL 2 in 1 FILTER
Yes | DV2282B | 11/03/2015 | ETHAN | ETHAN WATER c/o OSCAR PADILLA JR. | CARTRIDGE_12 EUR T3S | EUREKA T3S 10" (triple cartridge) | 1 | 1980 | EUREKA EWPS-3S T3S 10" | EUREKA EWPS-3S T3S 10"
Yes | DV2282B | 11/03/2015 | ETHAN | ETHAN WATER c/o OSCAR PADILLA JR. | FIL EPM 10SL | PENTEK EPM - 10SL | 12 | 300 | PENTEK EPM - 10SLIM | PENTEK EPM - 10SLIM
Yes | DV2282B | 11/03/2015 | ETHAN | ETHAN WATER c/o OSCAR PADILLA JR. | FIL PS5-10C | PENTEK brand 10SL - 5 MICRON | 24 | 70 | #N/A | PENTEK brand 10SL - 5 MICRON
Yes | DV2283B | 11/03/2015 | AMIDA, SHERYL | MS. SHERYL AMIDA | FIL EMP 2in1 10SL | EMPRESS 10SL 2 in 1 FILTER | 20 | 200 | EMPRESS 10SL 2 in 1 FILTER | EMPRESS 10SL 2 in 1 FILTER
Yes | DV2284B | 11/03/2015 | DACILLO | ANTHONY P. DACILLO |  | TEFLON TAPE | 2 | 0 | TITANIUM TEFLON TAPE 3/4" | TITANIUM TEFLON TAPE 3/4"
Yes | DV2284B | 11/03/2015 | DACILLO | ANTHONY P. DACILLO |  | SLIM CLEAR HOUSING 10" npt 3/4" Taiwan | 1 | 0 | (bdle) SLIM CLEAR HOUSING 10" npt 3/4" TAIWAN w/ ACCS. | (bdle) SLIM CLEAR HOUSING 10" npt 3/4" TAIWAN w/ ACCS.
Yes | DV2284B | 11/03/2015 | DACILLO | ANTHONY P. DACILLO |  | SLIM BLUE HOUSING 10" npt 1/4" Taiwan | 2 | 0 | SLIM BLUE HOUSING 10" npt 1/4" TAIWAN | SLIM BLUE HOUSING 10" npt 1/4" TAIWAN
Yes | DV2284B | 11/03/2015 | DACILLO | ANTHONY P. DACILLO |  | SPANNER WRENCH SLIM 20" TAIWAN | 1 | 0 | (zero price) SPANNER WRENCH SLIM 20" TAIWAN (BLACK) | (zero price) SPANNER WRENCH SLIM 20" TAIWAN (BLACK)
Yes | DV2284B | 11/03/2015 | DACILLO | ANTHONY P. DACILLO |  | SCREW for SL HOUSING | 12 | 0 | SCREW FOR SL HOUSING | SCREW FOR SL HOUSING
Yes | DV2284B | 11/03/2015 | DACILLO | ANTHONY P. DACILLO |  | PENTEK EP - 10SLIM | 2 | 0 | #N/A | PENTEK EP - 10SLIM
Yes | DV2284B | 11/03/2015 | DACILLO | ANTHONY P. DACILLO |  | PENTEK EPM - 10SL | 1 | 0 | PENTEK EPM - 10SLIM | PENTEK EPM - 10SLIM
Yes | DV2284B | 11/03/2015 | DACILLO | ANTHONY P. DACILLO |  | PENTEK brand 10SL - 5 MICRON | 4 | 0 | #N/A | PENTEK brand 10SL - 5 MICRON
Yes | DV2284B | 11/03/2015 | DACILLO | ANTHONY P. DACILLO |  | GF 01 FAUCET - STAINLESS knob SN-75 | 1 | 0 | GF 01 FAUCET - STAINLESS knob SN-75 | GF 01 FAUCET - STAINLESS knob SN-75
Yes | DV2284B | 11/03/2015 | DACILLO | ANTHONY P. DACILLO |  | JACO Z-1088 1/2"x1/2" male straight conn. (taiwan) | 2 | 0 | JACO Z-1088 - 1/2mm x 1/2" male straight connector (taiwan) | JACO Z-1088 - 1/2mm x 1/2" male straight connector (taiwan)
Yes | DV2284B | 11/03/2015 | DACILLO | ANTHONY P. DACILLO |  | JACO Z-4088 1/2"x1/2" male elbow conn. (taiwan) | 3 | 0 | JACO Z-4088 - 1/2" x 1/2" male elbow connector (taiwan) | JACO Z-4088 - 1/2" x 1/2" male elbow connector (taiwan)
Yes | DV2284B | 11/03/2015 | DACILLO | ANTHONY P. DACILLO |  | HOSE 8 x 12 mm. BLUE color | 2 | 0 | TPUCO HOSE 8 x 12 mm. BLUE color (100 meter/roll) | TPUCO HOSE 8 x 12 mm. BLUE color (100 meter/roll)
Yes | DV2284B | 11/03/2015 | DACILLO | ANTHONY P. DACILLO |  | BUSHING REDUCER 3/4" x 1/2" SS | 2 | 0 | BUSHING REDUCER M-F 3/4" x 1/2" STAINLESS | BUSHING REDUCER M-F 3/4" x 1/2" STAINLESS
Yes | DV2284B | 11/03/2015 | DACILLO | ANTHONY P. DACILLO |  | PUSH FITTING SPLF 6-04 (6mm. X 1/2) female elbow | 1 | 0 | #N/A | PUSH FITTING SPLF 6-04 (6mm. X 1/2) female elbow
Yes | DV2284B | 11/03/2015 | DACILLO | ANTHONY P. DACILLO |  | JACO FIBRA 4588 (1/2x1/2) 220psi | 1 | 0 | JACO FIBRA 4588 - 1/2mm x 1/2" female elbow (US 220psi) | JACO FIBRA 4588 - 1/2mm x 1/2" female elbow (US 220psi)
Yes | DV2284B | 11/03/2015 | DACILLO | ANTHONY P. DACILLO |  | BRACKET STEEL for T3S (taiwan) | 1 | 0 | BRACKET STEEL T3S TAIWAN | BRACKET STEEL T3S TAIWAN
Yes | DV2285B | 11/03/2015 | DACILLO | ANTHONY P. DACILLO | UV SET 2 | ULTRA VIOLET SET 2 GPM | 1 | 4000 | ULTRA VIOLET WONDER SET 2 GPM W-120 | ULTRA VIOLET WONDER SET 2 GPM W-120
Yes | DV2286B | 11/03/2015 | DACILLO | ANTHONY P. DACILLO | JAC_CONN 4588 | JACO FIBRA 4588 (1/2x1/2) 220psi | 1 | 144 | JACO FIBRA 4588 - 1/2mm x 1/2" female elbow (US 220psi) | JACO FIBRA 4588 - 1/2mm x 1/2" female elbow (US 220psi)
Yes | DV2286B | 11/03/2015 | DACILLO | ANTHONY P. DACILLO | SP_CONNF604 | PUSH FITTING SPLF 6-04 (6mm.x1/2) female elbow | 1 | 80 | PUSH FITTING SPLF 6 - 04 (6mm.x1/2) female elbow | PUSH FITTING SPLF 6 - 04 (6mm.x1/2) female elbow
Yes | DV2286B | 11/03/2015 | DACILLO | ANTHONY P. DACILLO | NIP_PB3/4x1/2 | BUSHING REDUCER 3/4 x 1/2 Plastic Black | 2 | 80 | BUSHING REDUCER M-F 3/4" x 1/2" HEX PIPE PLASTIC BLACK | BUSHING REDUCER M-F 3/4" x 1/2" HEX PIPE PLASTIC BLACK
Yes | DV2286B | 11/03/2015 | DACILLO | ANTHONY P. DACILLO | HOSE 8X12 B | HOSE 8 x 12 mm. BLUE color | 4 | 80 | TPUCO HOSE 8 x 12 mm. BLUE color (100 meter/roll) | TPUCO HOSE 8 x 12 mm. BLUE color (100 meter/roll)
Yes | DV2286B | 11/03/2015 | DACILLO | ANTHONY P. DACILLO | JACO(Z-4088) | JACO Z-4088 1/2"x1/2" male elbow conn. (taiwan) | 3 | 80 | JACO Z-4088 - 1/2" x 1/2" male elbow connector (taiwan) | JACO Z-4088 - 1/2" x 1/2" male elbow connector (taiwan)
Yes | DV2286B | 11/03/2015 | DACILLO | ANTHONY P. DACILLO | JACO(Z-1088) | JACO Z-1088 1/2"x1/2" male straight conn. (taiwan) | 2 | 80 | JACO Z-1088 - 1/2mm x 1/2" male straight connector (taiwan) | JACO Z-1088 - 1/2mm x 1/2" male straight connector (taiwan)
Yes | DV2286B | 11/03/2015 | DACILLO | ANTHONY P. DACILLO | FCET_01B | GF 01 FAUCET - STAINLESS knob SN-75 | 1 | 500 | GF 01 FAUCET - STAINLESS knob SN-75 | GF 01 FAUCET - STAINLESS knob SN-75
Yes | DV2286B | 11/03/2015 | DACILLO | ANTHONY P. DACILLO | FIL PS5-10C | PENTEK brand 10SL - 5 MICRON | 4 | 75 | #N/A | PENTEK brand 10SL - 5 MICRON
Yes | DV2286B | 11/03/2015 | DACILLO | ANTHONY P. DACILLO | FIL EPM 10SL | PENTEK EPM - 10SL | 1 | 280 | PENTEK EPM - 10SLIM | PENTEK EPM - 10SLIM
Yes | DV2286B | 11/03/2015 | DACILLO | ANTHONY P. DACILLO | FIL EP 10SL | PENTEK EP - 10 SLIM | 2 | 360 | PENTEK EP - 10 SLIM | PENTEK EP - 10 SLIM
Yes | DV2286B | 11/03/2015 | DACILLO | ANTHONY P. DACILLO | ACCS_SCREW1 | SCREW for SL HOUSING | 12 | 2 | SCREW FOR SL HOUSING | SCREW FOR SL HOUSING
Yes | DV2286B | 11/03/2015 | DACILLO | ANTHONY P. DACILLO | ACCS_SPNR SL T | SPANNER WRENCH SLIM 20" TAIWAN | 1 | 0 | (zero price) SPANNER WRENCH SLIM 20" TAIWAN (BLACK) | (zero price) SPANNER WRENCH SLIM 20" TAIWAN (BLACK)
Yes | DV2286B | 11/03/2015 | DACILLO | ANTHONY P. DACILLO | HOUSING SBH_10H | SLIM BLUE HOUSING 10" npt 3/4" Hydrosep | 2 | 550 | (bdle) SLIM BLUE HOUSING 10" npt 3/4" HYDROSEP brand w/ ACCS. | (bdle) SLIM BLUE HOUSING 10" npt 3/4" HYDROSEP brand w/ ACCS.
Yes | DV2286B | 11/03/2015 | DACILLO | ANTHONY P. DACILLO | HOUSING SCH_10S | SLIM CLEAR HOUSING 10" npt 3/4" Taiwan | 1 | 600 | (bdle) SLIM CLEAR HOUSING 10" npt 3/4" TAIWAN w/ ACCS. | (bdle) SLIM CLEAR HOUSING 10" npt 3/4" TAIWAN w/ ACCS.
Yes | DV2286B | 11/03/2015 | DACILLO | ANTHONY P. DACILLO | PVC- TEFLON | TEFLON TAPE | 2 | 13 | TITANIUM TEFLON TAPE 3/4" | TITANIUM TEFLON TAPE 3/4"
Yes | DV2286B | 11/03/2015 | DACILLO | ANTHONY P. DACILLO | ACCS_BRAC T20 | BRACKET STEEL for T3S (taiwan) | 1 | 0 | BRACKET STEEL T3S TAIWAN | BRACKET STEEL T3S TAIWAN
Yes | DV2287B | 11/03/2015 | ALBARIN M. | MERLYN ALBARIN | FIL PRIME10SL-PP1 | PURE PRIME 10SL - 1 MICRON | 4 | 50 | PURE PRIME 10SL - 1 MICRON | PURE PRIME 10SL - 1 MICRON
Yes | DV2288B | 11/04/2015 | ETHAN | ETHAN WATER c/o OSCAR PADILLA JR. | FIL EPM 10SL | PENTEK EPM - 10SL | 2 | 300 | PENTEK EPM - 10SLIM | PENTEK EPM - 10SLIM
Yes | DV2288B | 11/04/2015 | ETHAN | ETHAN WATER c/o OSCAR PADILLA JR. | FIL PS5-10C | PENTEK brand 10SL - 5 MICRON | 3 | 70 | #N/A | PENTEK brand 10SL - 5 MICRON
Yes | DV2290B | 11/04/2015 | FILTERCHEM | FILTERCHEM INC. | FIL NB WP5 - 40SL | PUREGEN 40SL - WP 5 MICRON | 19 | 200 | #N/A | PUREGEN 40SL - WP 5 MICRON
Yes | DV2290B | 11/04/2015 | FILTERCHEM | FILTERCHEM INC. | FIL NB WP5 - 30SL | PUREGEN 30SL - WP 5 MICRON | 30 | 150 | #N/A | PUREGEN 30SL - WP 5 MICRON
Yes | DV2290B | 11/04/2015 | FILTERCHEM | FILTERCHEM INC. | FIL NB WP20 - 10SL | PUREGEN 10SL - WP 20 MICRON | 4 | 50 | #N/A | PUREGEN 10SL - WP 20 MICRON
Yes | DV2290B | 11/04/2015 | FILTERCHEM | FILTERCHEM INC. | FIL NB WP5 - 10SL | PUREGEN 10SL - WP 5 MICRON | 20 | 50 | #N/A | PUREGEN 10SL - WP 5 MICRON
Yes | DV2290B | 11/04/2015 | FILTERCHEM | FILTERCHEM INC. | FIL NB WP1 - 10SL | PUREGEN 10SL - WP 1 MICRON | 8 | 50 | #N/A | PUREGEN 10SL - WP 1 MICRON
Yes | DV2290B | 11/04/2015 | FILTERCHEM | FILTERCHEM INC. | FILAB 10-0.22 | ABSOLUTE FILTER 10SL - 0.2mic. (250mm) | 6 | 460 | ABSOLUTE FILTER 10SL - 0.2 MICRON (250mm) | ABSOLUTE FILTER 10SL - 0.2 MICRON (250mm)
Yes | DV2290B | 11/04/2015 | FILTERCHEM | FILTERCHEM INC. | ACCS_SCREW1 | SCREW for SL HOUSING | 16 | 0 | SCREW FOR SL HOUSING | SCREW FOR SL HOUSING
Yes | DV2290B | 11/04/2015 | FILTERCHEM | FILTERCHEM INC. | ACCS_SPNR SL T | SPANNER WRENCH SLIM 20" TAIWAN | 1 | 0 | (zero price) SPANNER WRENCH SLIM 20" TAIWAN (BLACK) | (zero price) SPANNER WRENCH SLIM 20" TAIWAN (BLACK)
Yes | DV2290B | 11/04/2015 | FILTERCHEM | FILTERCHEM INC. | ACCS_BRAC ST | BRACKET STEEL TAIWAN (new) | 4 | 0 | BRACKET STEEL TAIWAN (NEW) | BRACKET STEEL TAIWAN (NEW)
Yes | DV2290B | 11/04/2015 | FILTERCHEM | FILTERCHEM INC. | HOUSING SCH_20S | SLIM CLEAR HOUSING 20" npt 3/4" Taiwan | 4 | 1200 | (bdle) SLIM CLEAR HOUSING 20" npt 3/4" TAIWAN w/ ACCS. | (bdle) SLIM CLEAR HOUSING 20" npt 3/4" TAIWAN w/ ACCS.
Yes | DV2290B | 11/04/2015 | FILTERCHEM | FILTERCHEM INC. | FIL NB WP20 - 20SL | PUREGEN 20SL - WP 20 MICRON | 4 | 100 | #N/A | PUREGEN 20SL - WP 20 MICRON
Yes | DV2290B | 11/04/2015 | FILTERCHEM | FILTERCHEM INC. | FIL NB WP10 - 20SL | PUREGEN 20SL - WP 10 MICRON | 6 | 100 | #N/A | PUREGEN 20SL - WP 10 MICRON
Yes | DV2290B | 11/04/2015 | FILTERCHEM | FILTERCHEM INC. | FIL WC 20SLPP | WATERCHECK 20SL - 1 MICRON | 4 | 65 | #N/A | WATERCHECK 20SL - 1 MICRON
Yes | DV2290B | 11/04/2015 | FILTERCHEM | FILTERCHEM INC. | FIL ALKALINE EMP B | ALKALINE FILTER 508 | 1 | 1500 | ALKALINE FILTER E-508 | ALKALINE FILTER E-508
Yes | DV2291B | 11/04/2015 | LUNINGNING | LUNINGNING INTERNATIONAL PRODUCTS | FIL NB WP5 - 20BB | PUREGEN 20BB - WP 5 MICRON | 1 | 800 | #N/A | PUREGEN 20BB - WP 5 MICRON
Yes | DV2291B | 11/04/2015 | LUNINGNING | LUNINGNING INTERNATIONAL PRODUCTS | FIL GAC20BB | WATERCHECK GAC - 20BB | 1 | 1400 | #N/A | WATERCHECK GAC - 20BB
Yes | DV2292B | 11/04/2015 | VITALITE EM | VITALITE EMPLOYEE / PERSONAL | PVC-ELB-TRD 1/2 | ELBOW THREADED 1/2 | 1 | 23 | ZYPE 90° ELBOW THREADED 1/2" | ZYPE 90° ELBOW THREADED 1/2"
Yes | DV2292B | 11/04/2015 | VITALITE EM | VITALITE EMPLOYEE / PERSONAL | PVC AP_90ELB PLN_1/2 | AP 90° ELBOW PLAIN 1/2" | 3 | 9 | ZYPE 90° ELBOW PLAIN 1/2" | ZYPE 90° ELBOW PLAIN 1/2"
Yes | DV2292B | 11/04/2015 | VITALITE EM | VITALITE EMPLOYEE / PERSONAL | PVC AP_COUP PLN_1/2 | AP COUPLING PLAIN 1/2" | 3 | 6 | ZYPE COUPLING PLAIN 1/2" | ZYPE COUPLING PLAIN 1/2"
Yes | DV2293B | 11/04/2015 | RICH-PAUL | RICH-PAUL MARKETING | FIL PRIME10SL-PP10 | PURE PRIME 10SL - 10 MICRON | 10 | 60 | PURE PRIME 10SL - 10 MICRON | PURE PRIME 10SL - 10 MICRON
Yes | DV2294B | 11/04/2015 | AQUA STREET | AQUA STREET | FIL SF2001 wo/p | PUREGEN 20SL - 1 MICRON | 4 | 120 | #N/A | PUREGEN 20SL - 1 MICRON
Yes | DV2294B | 11/04/2015 | AQUA STREET | AQUA STREET | FIL HYDRO 20SL CBF(WO) | HYDROSEP 20SL - CARBON Block (w/O net inside) | 1 | 650 | HYDROSEP 20SL - CBF (carbon block filter) W/O NET | HYDROSEP 20SL - CBF (carbon block filter) W/O NET
Yes | DV2294B | 11/04/2015 | AQUA STREET | AQUA STREET | FIL HYDRO 20 PP_1 | HYDROSEP 20SL - 1 MICRON | 1 | 120 | #N/A | HYDROSEP 20SL - 1 MICRON
Yes | DV2294B | 11/04/2015 | AQUA STREET | AQUA STREET | FIL HYDRO 20 PP_1 | HYDROSEP 20SL - 5 MICRON | 1 | 120 | #N/A | HYDROSEP 20SL - 5 MICRON
Yes | DV2294B | 11/04/2015 | AQUA STREET | AQUA STREET | FIL SF2001 wo/p | PUREGEN 20SL - 20 MICRON | 3 | 120 | #N/A | PUREGEN 20SL - 20 MICRON
Yes | DV2294B | 11/04/2015 | AQUA STREET | AQUA STREET | FIL SF2001 wo/p | PUREGEN 20SL - 10 MICRON | 3 | 120 | #N/A | PUREGEN 20SL - 10 MICRON
Yes | DV2294B | 11/04/2015 | AQUA STREET | AQUA STREET | FIL SF2001 wo/p | PUREGEN 20SL - 5 MICRON | 3 | 120 | #N/A | PUREGEN 20SL - 5 MICRON
Yes | DV2295B | 11/04/2015 | AMC | AMC WATER STATION | JAC_CONN 4088 | JACO FIBRA 4088 (1/2x1/2) 220psi | 1 | 106 | JACO FIBRA 4088 - 1/2mm x 1/2" male elbow (US 220psi) | JACO FIBRA 4088 - 1/2mm x 1/2" male elbow (US 220psi)
Yes | DV2296B | 11/04/2015 | CLEMENTE J | JOHN PAUL CLEMENTE | FIL PRIME20SL-PP5 | PURE PRIME 20SL - 5 MICRON | 2 | 100 | PURE PRIME 20SL - 5 MICRON | PURE PRIME 20SL - 5 MICRON
Yes | DV2297B | 11/04/2015 | SONEJA J. | JOEY SONEJA | FIL NB WP10 - 20SL | PUREGEN 20SL - WP 10 MICRON | 4 | 160 | #N/A | PUREGEN 20SL - WP 10 MICRON
Yes | DV2298B | 11/04/2015 | FILTRADE | FILTRADE | FIL WC 10SL-CBF | WATERCHECK 10SL - CBF | 1 | 150 | #N/A | WATERCHECK 10SL - CBF
Yes | DV2298B | 11/04/2015 | FILTRADE | FILTRADE | FIL WC 20BB-CBF | WATERCHECK 20BB - CBF | 1 | 950 | #N/A | WATERCHECK 20BB - CBF
Yes | DV2298B | 11/04/2015 | FILTRADE | FILTRADE | FIL WC 20BB-PP | WATERCHECK 20BB - 10 MICRON | 1 | 500 | #N/A | WATERCHECK 20BB - 10 MICRON
Yes | DV2298B | 11/04/2015 | FILTRADE | FILTRADE | FIL WC 20BB-PP | WATERCHECK 20BB - 5 MICRON | 1 | 500 | #N/A | WATERCHECK 20BB - 5 MICRON
Yes | DV2298B | 11/04/2015 | FILTRADE | FILTRADE | FIL WC 20BB-PP | WATERCHECK 20BB - 1 MICRON | 1 | 500 | #N/A | WATERCHECK 20BB - 1 MICRON
Yes | DV2299B | 11/04/2015 | JUNIOR GENITA | JUNIOR GENITA/GMAR | FIL HYDRO 20SL CBF(WO) | HYDROSEP 20SL - CARBON Block (w/O net inside) | 2 | 550 | HYDROSEP 20SL - CBF (carbon block filter) W/O NET | HYDROSEP 20SL - CBF (carbon block filter) W/O NET
Yes | DV2300B | 11/04/2015 | BERICO | JHONG BERICO | FIL EP 20SL | PENTEK EP - 20 SLIM | 2 | 580 | PENTEK EP - 20 SLIM | PENTEK EP - 20 SLIM
Yes | DV2300B | 11/04/2015 | BERICO | JHONG BERICO | FIL PRIME20SL-PP1 | PURE PRIME 20SL - 1 MICRON | 6 | 100 | PURE PRIME 20SL - 1 MICRON | PURE PRIME 20SL - 1 MICRON
Yes | DV2301B | 11/04/2015 | RACNIE MEDICAL | RACNIE MEDICAL SUPPLIES & GENERAL MERCHANDISE | MEM_EPJ | ESPA 4 - JAPAN | 2 | 0 | HYDRONOUTICS ESPA 4 - JAPAN | HYDRONOUTICS ESPA 4 - JAPAN
Yes | DV2301B | 11/04/2015 | RACNIE MEDICAL | RACNIE MEDICAL SUPPLIES & GENERAL MERCHANDISE | MF PBL10 | PEBBLES #10 | 2 | 0 | PEBBLES #10 | PEBBLES #10
Yes | DV2301B | 11/04/2015 | RACNIE MEDICAL | RACNIE MEDICAL SUPPLIES & GENERAL MERCHANDISE | MF QSAND | QUARTZ SAND | 1 | 0 | QUARTZ SAND | QUARTZ SAND
Yes | DV2301B | 11/04/2015 | RACNIE MEDICAL | RACNIE MEDICAL SUPPLIES & GENERAL MERCHANDISE | MF SSAND | SILICA SAND | 1 | 0 | SILICA SAND | SILICA SAND
Yes | DV2301B | 11/04/2015 | RACNIE MEDICAL | RACNIE MEDICAL SUPPLIES & GENERAL MERCHANDISE | MF ANTRA | ANTHRACITE (James Cumming)) | 1 | 0 | JAMES CUMMING ANTHRACITE 0.83mm | JAMES CUMMING ANTHRACITE 0.83mm
Yes | DV2301B | 11/04/2015 | RACNIE MEDICAL | RACNIE MEDICAL SUPPLIES & GENERAL MERCHANDISE | MF ACT. CBF PURE8x12 | PURE PRIME ACTIVATED CARBON 8 x 12 | 1 | 0 | PURE PRIME ACTIVATED CARBON 8 x 12 | PURE PRIME ACTIVATED CARBON 8 x 12
Yes | DV2301B | 11/04/2015 | RACNIE MEDICAL | RACNIE MEDICAL SUPPLIES & GENERAL MERCHANDISE | MF RESIN H-C100E | RESIN H-C 100E (new) | 2 | 0 | HI-GRADE RESIN H-C 100E | HI-GRADE RESIN H-C 100E
Yes | DV2301B | 11/04/2015 | RACNIE MEDICAL | RACNIE MEDICAL SUPPLIES & GENERAL MERCHANDISE | ACCS_AIR | H9909-1 AIRCHECK FOR BRINE TANK | 1 | 0 | H9909-1 AIRCHECK FOR BRINE TANK | H9909-1 AIRCHECK FOR BRINE TANK
Yes | DV2301B | 11/04/2015 | RACNIE MEDICAL | RACNIE MEDICAL SUPPLIES & GENERAL MERCHANDISE | HOSE 108_1 | HOSE 10 x 8 mm. BLUE color | 2 | 0 | TPUCO HOSE 10 x 8 mm. BLUE color (100 meter/roll) | TPUCO HOSE 10 x 8 mm. BLUE color (100 meter/roll)
Yes | DV2301B | 11/04/2015 | RACNIE MEDICAL | RACNIE MEDICAL SUPPLIES & GENERAL MERCHANDISE | FRP BT 80L | BRINE TANK 80L. (blue) | 1 | 0 | BRINE TANK 80L. BLUE | BRINE TANK 80L. BLUE
Yes | DV2301B | 11/04/2015 | RACNIE MEDICAL | RACNIE MEDICAL SUPPLIES & GENERAL MERCHANDISE | MF SSALT CLARO | CLARO VIDA SOLAR SALT (50kgs.) | 1 | 0 | CLARO VIDA SOLAR SALT (50kgs.) | CLARO VIDA SOLAR SALT (50kgs.)
Yes | DV2301B | 11/04/2015 | RACNIE MEDICAL | RACNIE MEDICAL SUPPLIES & GENERAL MERCHANDISE | FIL PRIME20SL-PP5 | PURE PRIME 20SL - 5 MICRON | 4 | 0 | PURE PRIME 20SL - 5 MICRON | PURE PRIME 20SL - 5 MICRON
Yes | DV2301B | 11/04/2015 | RACNIE MEDICAL | RACNIE MEDICAL SUPPLIES & GENERAL MERCHANDISE | FIL PRIME CBF20SL | PURE PRIME 20SL - CARBON | 2 | 0 | #N/A | PURE PRIME 20SL - CARBON
Yes | DV2302B | 11/05/2015 | DISTOR | STREAM PLUS | ROM_LCLE4040 | FILMTEC BW30 40 x 40 L.C-LE | 5 | 9600 | FILMTEC BW30 40 x 40 L.C.L.E | FILMTEC BW30 40 x 40 L.C.L.E
Yes | DV2303B | 11/04/2015 | AQUAMEGA | AQUAMEGA - KARUHATAN | PVC - P3/4 | PIPE 3/4 | 1 | 180 | ZYPE PIPE 3/4 | ZYPE PIPE 3/4
Yes | DV2303B | 11/04/2015 | AQUAMEGA | AQUAMEGA - KARUHATAN | PVC AP_TEE PLN_1 | AP TEE PLAIN 1" | 4 | 27 | ZYPE TEE PLAIN 1" | ZYPE TEE PLAIN 1"
Yes | DV2303B | 11/04/2015 | AQUAMEGA | AQUAMEGA - KARUHATAN | PVC AP_PTN PLN_3/4 | AP PATENTE PLAIN 3/4" | 2 | 44 | ZYPE PATENTE PLAIN 3/4" | ZYPE PATENTE PLAIN 3/4"
Yes | DV2303B | 11/04/2015 | AQUAMEGA | AQUAMEGA - KARUHATAN | PVC AP_TEE PLN_3/4 | AP TEE PLAIN 3/4" | 2 | 15 | ZYPE TEE PLAIN 3/4" | ZYPE TEE PLAIN 3/4"
Yes | DV2303B | 11/04/2015 | AQUAMEGA | AQUAMEGA - KARUHATAN | PVC AP_MALE A_3/4 | AP MALE ADAPTOR 3/4" | 4 | 10 | ZYPE MALE ADAPTOR 3/4" | ZYPE MALE ADAPTOR 3/4"
Yes | DV2303B | 11/04/2015 | AQUAMEGA | AQUAMEGA - KARUHATAN | PVC AP_90ELB PLN_3/4 | AP 90° ELBOW PLAIN 3/4" | 5 | 13 | ZYPE 90° ELBOW PLAIN 3/4" | ZYPE 90° ELBOW PLAIN 3/4"
Yes | DV2303B | 11/04/2015 | AQUAMEGA | AQUAMEGA - KARUHATAN | PVC - ECAP 1" | ENDCAP 1" | 1 | 10 | ZYPE END CAP 1" | ZYPE END CAP 1"
Yes | DV2303B | 11/04/2015 | AQUAMEGA | AQUAMEGA - KARUHATAN | PVC - BVALVE 1/2 | BALL VALVE 1/2 | 2 | 48 | #N/A | BALL VALVE 1/2
Yes | DV2303B | 11/04/2015 | AQUAMEGA | AQUAMEGA - KARUHATAN | PVC AP_TEE PLN_1/2 | AP TEE PLAIN 1/2" | 3 | 12 | ZYPE TEE PLAIN 1/2" | ZYPE TEE PLAIN 1/2"
Yes | DV2304B | 11/04/2015 | DELCARE | DELCARE | PUR_ALKA E-508 | EMPRESS ALKALINE MACHINE-E508 | 2 | 11500 | EMPRESS ALKALINE MACHINE E-508 | EMPRESS ALKALINE MACHINE E-508
Yes | DV2304B | 11/04/2015 | DELCARE | DELCARE | PUMP ATS550 | AQUA TEDELA ATS-550 3/4hp (0.55kw) | 3 | 3610 | AQUA TEDELA ATS-550 3/4hp (0.55kw) | AQUA TEDELA ATS-550 3/4hp (0.55kw)
Yes | DV2304B | 11/04/2015 | DELCARE | DELCARE | PUMP CDLF1-90 | CNP CDLF1-90 (1hp) 0.75kw. 1PHASE | 4 | 13500 | #N/A | CNP CDLF1-90 (1hp) 0.75kw. 1PHASE
Yes | DV2305B | 11/04/2015 | MICROTECH | MICROTEC | PRE FM 10 | FLOWMETER PANEL 10 GPM (2510M) MBLD/Aqua | 2 | 1020 | FLOWMETER PANEL 10 GPM (2510M) - 1" male thread | FLOWMETER PANEL 10 GPM (2510M) - 1" male thread
Yes | DV2305B | 11/04/2015 | MICROTECH | MICROTEC | ACCS_FS | FOOTSWITCH | 5 | 380 | SFMP-1 FOOT SWITCH | SFMP-1 FOOT SWITCH
Yes | DV2305B | 11/04/2015 | MICROTECH | MICROTEC | MEM_ULP11-4040 | VONTRON MEMBRANE ULP11 - 40 x 40 | 5 | 6200 | VONTRON MEMBRANE ULP11 40 x 40 | VONTRON MEMBRANE ULP11 40 x 40
Yes | DV2305B | 11/04/2015 | MICROTECH | MICROTEC | MEM_ULP21-4040 | VONTRON MEMBRANE ULP21 - 40 x 40 | 10 | 6200 | VONTRON MEMBRANE ULP21 40 x 40 | VONTRON MEMBRANE ULP21 40 x 40
Yes | DV2306B | 11/04/2015 | AQUABEST-CALAPAN | AQUA GALLERY | MF RESIN H-C100E | RESIN H-C 100E (new) | 4 | 1500 | HI-GRADE RESIN H-C 100E | HI-GRADE RESIN H-C 100E
Yes | DV2306B | 11/04/2015 | AQUABEST-CALAPAN | AQUA GALLERY | MF ACT. CBF PURE8x12 | PURE PRIME ACTIVATED CARBON 8 x 12 | 2 | 2200 | PURE PRIME ACTIVATED CARBON 8 x 12 | PURE PRIME ACTIVATED CARBON 8 x 12
Yes | DV2308B | 11/04/2015 | BBC | BBC WATERSHOPPE | PVC AP_IN RED_3/4x1/2 | AP INSIDE REDUCER 3/4" x 1/2" | 5 | 5 | ZYPE INSIDE REDUCER 3/4" x 1/2" | ZYPE INSIDE REDUCER 3/4" x 1/2"
Yes | DV2308B | 11/04/2015 | BBC | BBC WATERSHOPPE | PVC AP_IN RED_1x3/4 | AP INSIDE REDUCER 1" x 3/4" | 5 | 9 | ZYPE INSIDE REDUCER 1" x 3/4" | ZYPE INSIDE REDUCER 1" x 3/4"
Yes | DV2308B | 11/04/2015 | BBC | BBC WATERSHOPPE | PVC AP_TEE PLN_1/2 | AP TEE PLAIN 1/2" | 4 | 10 | ZYPE TEE PLAIN 1/2" | ZYPE TEE PLAIN 1/2"
Yes | DV2308B | 11/04/2015 | BBC | BBC WATERSHOPPE | PVC AP_MALE A_1/2 | AP MALE ADAPTOR 1/2" | 1 | 6 | ZYPE MALE ADAPTOR 1/2" | ZYPE MALE ADAPTOR 1/2"
Yes | DV2308B | 11/04/2015 | BBC | BBC WATERSHOPPE | PVC AP_90ELB PLN_1/2 | AP 90° ELBOW PLAIN 1/2" | 50 | 8 | ZYPE 90° ELBOW PLAIN 1/2" | ZYPE 90° ELBOW PLAIN 1/2"
Yes | DV2308B | 11/04/2015 | BBC | BBC WATERSHOPPE | PVC - P1/2 | PIPE 1/2 | 2 | 119 | ZYPE PIPE 1/2" | ZYPE PIPE 1/2"
Yes | DV2308B | 11/04/2015 | BBC | BBC WATERSHOPPE | PVC AP_COUP TRD_1 | AP COUPLING THREADED 1" | 5 | 18 | ZYPE COUPLING THREADED 1" | ZYPE COUPLING THREADED 1"
Yes | DV2308B | 11/04/2015 | BBC | BBC WATERSHOPPE | PUMP CHLF4-60 | CNP CHLF4-60 (3hp) 2.2kw. | 1 | 12987.5 | #N/A | CNP CHLF4-60 (3hp) 2.2kw.
Yes | DV2308B | 11/04/2015 | BBC | BBC WATERSHOPPE | ACCS_BRAC BBT | BRACKET STEEL BB TAIWAN | 3 | 0 | BRACKET STEEL BB TAIWAN | BRACKET STEEL BB TAIWAN
Yes | DV2308B | 11/04/2015 | BBC | BBC WATERSHOPPE | ACCS_SPNR BB-T | SPANNER WRENCH BB TAIWAN | 3 | 0 | SPANNER WRENCH BB TAIWAN (BLACK) | SPANNER WRENCH BB TAIWAN (BLACK)
Yes | DV2308B | 11/04/2015 | BBC | BBC WATERSHOPPE | ACCS_SCREW2 | SCREW for BB HOUSING | 12 | 0 | SCREW FOR BB HOUSING | SCREW FOR BB HOUSING
Yes | DV2308B | 11/04/2015 | BBC | BBC WATERSHOPPE | HOUSING BBH20-H | BIG BLUE HOUSING 20" npt1" HYDROSEP brand | 3 | 1000 | (bdle) BIG BLUE HOUSING 20" npt 1" HYDROSEP brand w/ ACCS. | (bdle) BIG BLUE HOUSING 20" npt 1" HYDROSEP brand w/ ACCS.
Yes | DV2309B | 11/04/2015 | BBC | BBC WATERSHOPPE | FIL CBC 20SL | PENTEK CBC - 20 SLIM | 1 | 1000 | #N/A | PENTEK CBC - 20 SLIM
Yes | DV2309B | 11/04/2015 | BBC | BBC WATERSHOPPE | FIL EP 20SL | PENTEK EP - 20 SLIM | 5 | 480 | PENTEK EP - 20 SLIM | PENTEK EP - 20 SLIM
Yes | DV2309B | 11/04/2015 | BBC | BBC WATERSHOPPE | FIL PRIME CBF20SL | PURE PRIME 20SL - CARBON | 2 | 270 | #N/A | PURE PRIME 20SL - CARBON
Yes | DV2309B | 11/04/2015 | BBC | BBC WATERSHOPPE | ACCS_SPNR SL C | SPANNER WRENCH SLIM 20" CHINA | 1 | 70 | (zero price) SPANNER WRENCH SLIM 20" CHINA (BLACK) | (zero price) SPANNER WRENCH SLIM 20" CHINA (BLACK)
Yes | DV2309B | 11/04/2015 | BBC | BBC WATERSHOPPE | ACCS_SPNR SL T | SPANNER WRENCH SLIM 20" TAIWAN | 1 | 100 | (zero price) SPANNER WRENCH SLIM 20" TAIWAN (BLACK) | (zero price) SPANNER WRENCH SLIM 20" TAIWAN (BLACK)
Yes | DV2309B | 11/04/2015 | BBC | BBC WATERSHOPPE | FIL WC 20SLPP | WATERCHECK 20SL - 5 MICRON | 14 | 63 | #N/A | WATERCHECK 20SL - 5 MICRON
Yes | DV2309B | 11/04/2015 | BBC | BBC WATERSHOPPE | FIL WC 20SLPP | WATERCHECK 20SL - 1 MICRON | 3 | 63 | #N/A | WATERCHECK 20SL - 1 MICRON
Yes | DV2309B | 11/04/2015 | BBC | BBC WATERSHOPPE | FIL WC 10SL-PP | WATERCHECK 10SL - 10 MICRON | 4 | 35 | #N/A | WATERCHECK 10SL - 10 MICRON
Yes | DV2309B | 11/04/2015 | BBC | BBC WATERSHOPPE | FIL WC 10SL-PP | WATERCHECK 10SL - 5 MICRON | 2 | 35 | #N/A | WATERCHECK 10SL - 5 MICRON
Yes | DV2309B | 11/04/2015 | BBC | BBC WATERSHOPPE | FIL WC 10SL-PP | WATERCHECK 10SL - 1 MICRON | 2 | 35 | #N/A | WATERCHECK 10SL - 1 MICRON
Yes | DV2309B | 11/04/2015 | BBC | BBC WATERSHOPPE | FIL HYDRO 10SL CBF | HYDROSEP 10SL - CBF | 1 | 250 | #N/A | HYDROSEP 10SL - CBF
Yes | DV2310BG | 11/04/2015 | VILLMAC | VILLMAC TRADING | GAL_NST CUP | NON-SPILL TYPE for ROUND CONT (half-cap) | 125 | 4 | HALF-CAP NON-SPILL TYPE for ROUND CONT | HALF-CAP NON-SPILL TYPE for ROUND CONT
Yes | DV2311B | 11/04/2015 | VILLMAC | VILLMAC TRADING | MF SSALT CLARO | CLARO VIDA SOLAR SALT (50kgs.) | 1 | 500 | CLARO VIDA SOLAR SALT (50kgs.) | CLARO VIDA SOLAR SALT (50kgs.)
Yes | DV2312B | 11/04/2015 | UNIQUE | UNIQUE INTERNATIONAL | PUMP CHLF2-60 | CNP CHLF2-60 (2hp) 1.5kw. 1 PH | 3 | 8890 | #N/A | CNP CHLF2-60 (2hp) 1.5kw. 1 PH
Yes | DV2313B | 11/04/2015 | ASPI | AQUA FAITH TRADING | MEM_ULP31-4040 | VONTRON MEMBRANE ULP31 - 40 x 40 | 1 | 7500 | VONTRON MEMBRANE ULP31 40 x 40 | VONTRON MEMBRANE ULP31 40 x 40
Yes | DV2314BG | 11/05/2015 | PRECIOUS | PRECIOUS DROP c/o JOEFRY UMALI | GAL_SLIM | SLIM CONTAINER 5 GALLON | 50 | 125 | SLIM CONTAINER 5 GALLON | SLIM CONTAINER 5 GALLON
Yes | DV2315B | 11/05/2015 | PRECIOUS | PRECIOUS DROP c/o JOEFRY UMALI | EWD ECO | EUREKA ECONOMY HOT & COLD | 2 | 4000 | EUREKA ECONOMY HOT & COLD | EUREKA ECONOMY HOT & COLD
Yes | DV2316B | 11/04/2015 | VITALITE | VITALITE TRADING | FCET_UNIR | WD FAUCET UNIVERSAL TYPE RED (hot) | 1 | 75 | WD FAUCET UNIVERSAL TYPE RED (hot) | WD FAUCET UNIVERSAL TYPE RED (hot)
Yes | DV2317B | 11/06/2015 | SEAMAN'S | SEAMAN'S MARKETING | ROS_SETMCB | MODULE w/ CONTROL BOX ONLY | 1 | 30000 | #N/A | MODULE w/ CONTROL BOX ONLY
Yes | DV2318B | 11/06/2015 | SEAMAN'S | SEAMAN'S MARKETING | PRE MPC-06 | MASAKI LOW PRESSURE SWITCH MPC-06 | 5 | 900 | MASAKI LOW PRESSURE SWITCH MPC-06 | MASAKI LOW PRESSURE SWITCH MPC-06
Yes | DV2318B | 11/06/2015 | SEAMAN'S | SEAMAN'S MARKETING | PRE MPC-30 | MASAKI HIGH PRESSURE SWITCH MPC-30 | 5 | 900 | MASAKI HIGH PRESSURE SWITCH MPC-30 | MASAKI HIGH PRESSURE SWITCH MPC-30
Yes | DV2318B | 11/06/2015 | SEAMAN'S | SEAMAN'S MARKETING | PRE PG 150 CLAMP | PRESSURE GAUGE 150 PSI - CLAMP | 5 | 450 | PRESSURE GAUGE 150 PSI - CLAMP | PRESSURE GAUGE 150 PSI - CLAMP
Yes | DV2318B | 11/06/2015 | SEAMAN'S | SEAMAN'S MARKETING | PRE PG 350 CLAMP | PRESSURE GAUGE 350 PSI - CLAMP | 5 | 450 | PRESSURE GAUGE 350 PSI - CLAMP | PRESSURE GAUGE 350 PSI - CLAMP
Yes | DV2318B | 11/06/2015 | SEAMAN'S | SEAMAN'S MARKETING | ACCS_FVC 1" | FLOAT VALVE CONTROL 1" | 5 | 320 | FLOAT VALVE CONTROL 1" | FLOAT VALVE CONTROL 1"
Yes | DV2320B | 11/05/2015 | AQUAMEGA | AQUAMEGA - KARUHATAN | FIL WC 10SL-PP | WATERCHECK 10SL - 5 MICRON | 100 | 33 | #N/A | WATERCHECK 10SL - 5 MICRON
Yes | DV2320B | 11/05/2015 | AQUAMEGA | AQUAMEGA - KARUHATAN | FIL WC 10SL-PP | WATERCHECK 10SL - 1 MICRON | 100 | 33 | #N/A | WATERCHECK 10SL - 1 MICRON
Yes | DV2320B | 11/05/2015 | AQUAMEGA | AQUAMEGA - KARUHATAN | FIL WC 20SLPP | WATERCHECK 20SL - 5 MICRON | 25 | 65 | #N/A | WATERCHECK 20SL - 5 MICRON
Yes | DV2320B | 11/05/2015 | AQUAMEGA | AQUAMEGA - KARUHATAN | FIL WC 20SLPP | WATERCHECK 20SL - 1 MICRON | 25 | 65 | #N/A | WATERCHECK 20SL - 1 MICRON
Yes | DV2320B | 11/05/2015 | AQUAMEGA | AQUAMEGA - KARUHATAN | FIL WC 10SL-CBF | WATERCHECK 10SL - CBF | 25 | 130 | #N/A | WATERCHECK 10SL - CBF
Yes | DV2321B | 11/05/2015 | MICROTECH | MICROTEC | PRE FM 10 | FLOWMETER PANEL 10 GPM (2510M) MBLD/Aqua | 2 | 1020 | FLOWMETER PANEL 10 GPM (2510M) - 1" male thread | FLOWMETER PANEL 10 GPM (2510M) - 1" male thread
Yes | DV2322B | 11/05/2015 | MICROTECH 2 | MICROLITE ENTERPRISES | PRE FM 10 | FLOWMETER PANEL 10 GPM (2510M) MBLD/Aqua | 2 | 1020 | FLOWMETER PANEL 10 GPM (2510M) - 1" male thread | FLOWMETER PANEL 10 GPM (2510M) - 1" male thread
Yes | DV2323B | 11/05/2015 | OPTIMUM | OPTIMUM MARKETING | UV SET 8 | ULTRA VIOLET SET 8 GPM | 3 | 7200 | ULTRA VIOLET WONDER SET 8 GPM W-460 | ULTRA VIOLET WONDER SET 8 GPM W-460
Yes | DV2323B | 11/05/2015 | OPTIMUM | OPTIMUM MARKETING | FIL ALKALINE EMP A | ALKALINE FILTER 408 | 1 | 2000 | ALKALINE FILTER E-408 | ALKALINE FILTER E-408
Yes | DV2324B | 11/06/2015 | SEAMAN'S | SEAMAN'S MARKETING | ACCS_SCREW1 | SCREW for SL HOUSING | 64 | 2 | SCREW FOR SL HOUSING | SCREW FOR SL HOUSING
Yes | DV2325B | 11/05/2015 | MANERO | BASILIA MANERO |  | HYDROSEP 20SL - CARBON (w/O net inside) | 1 | 0 | #N/A | HYDROSEP 20SL - CARBON (w/O net inside)
Yes | DV2325B | 11/05/2015 | MANERO | BASILIA MANERO |  | PURE PRIME 20SL - 1 MICRON | 1 | 0 | PURE PRIME 20SL - 1 MICRON | PURE PRIME 20SL - 1 MICRON
Yes | DV2326B | 11/06/2015 | MICROTECH | MICROTEC | PUMP ATS370 | AQUA TEDELA ATS-370 1/2hp (0.35kw) | 1 | 2880 | AQUA TEDELA ATS-370 1/2hp (0.35kw) | AQUA TEDELA ATS-370 1/2hp (0.35kw)
Yes | DV2327B | 11/06/2015 | MICROTECH 2 | MICROLITE ENTERPRISES | ACCS_FLCR | RADAR FLUID LEVEL CONTROLLER | 10 | 280 | ST-70AB RADAR FLUID LEVEL CONTROLLER | ST-70AB RADAR FLUID LEVEL CONTROLLER
Yes | DV2329B | 11/11/2015 | ORO HI- CEBU | CEBU HI-Q MANUFACTURING CORP. | ACCS_RTUBE | RISER TUBE ONLY (10x54) | 10 | 180 | RISER TUBE for 10 x 54 FRP | RISER TUBE for 10 x 54 FRP
Yes | DV2329B | 11/11/2015 | ORO HI- CEBU | CEBU HI-Q MANUFACTURING CORP. | FIL EP 10SL | PENTEK EP - 10 SLIM | 24 | 320 | PENTEK EP - 10 SLIM | PENTEK EP - 10 SLIM
Yes | DV2329B | 11/11/2015 | ORO HI- CEBU | CEBU HI-Q MANUFACTURING CORP. | FIL PS1-20C | PENTEK brand 20SL - 1 MICRON | 60 | 140 | #N/A | PENTEK brand 20SL - 1 MICRON
Yes | DV2329B | 11/11/2015 | ORO HI- CEBU | CEBU HI-Q MANUFACTURING CORP. | FIL PS5-20C | PENTEK brand 20SL - 5 MICRON | 60 | 130 | #N/A | PENTEK brand 20SL - 5 MICRON
Yes | DV2329B | 11/11/2015 | ORO HI- CEBU | CEBU HI-Q MANUFACTURING CORP. | FIL SF2001 wo/p | PUREGEN 20SL - 5 MICRON | 75 | 72 | #N/A | PUREGEN 20SL - 5 MICRON
Yes | DV2329B | 11/11/2015 | ORO HI- CEBU | CEBU HI-Q MANUFACTURING CORP. | ACCS_BREAKER | CHINT CIRCUIT BREAKER (BHA 32) | 10 | 300 | BHA 32 MINIATURE CIRCUIT BREAKER | BHA 32 MINIATURE CIRCUIT BREAKER
Yes | DV2329B | 11/11/2015 | ORO HI- CEBU | CEBU HI-Q MANUFACTURING CORP. | ACCS_MCS-P11 | MAGNETIC CONTACTOR SP-11 | 20 | 300 | XSC1-011 SP-11 MAGNETIC CONTACTOR | XSC1-011 SP-11 MAGNETIC CONTACTOR
Yes | DV2329B | 11/11/2015 | ORO HI- CEBU | CEBU HI-Q MANUFACTURING CORP. | ACCS_MCS-P15 | MAGNETIC CONTACTOR S-P15 (Shihlin electric) | 20 | 300 | XSC1-015 SP-15 MAGNETIC CONTACTOR | XSC1-015 SP-15 MAGNETIC CONTACTOR
Yes | DV2329B | 11/11/2015 | ORO HI- CEBU | CEBU HI-Q MANUFACTURING CORP. | FIL HYDRO 20 PP_1 | HYDROSEP 20SL - 5 MICRON | 200 | 80 | #N/A | HYDROSEP 20SL - 5 MICRON
Yes | DV2329B | 11/11/2015 | ORO HI- CEBU | CEBU HI-Q MANUFACTURING CORP. | FIL HYDRO 20SL CBF | HYDROSEP 20SL - CARBON (w/ net inside) | 48 | 350 | #N/A | HYDROSEP 20SL - CARBON (w/ net inside)
Yes | DV2329B | 11/11/2015 | ORO HI- CEBU | CEBU HI-Q MANUFACTURING CORP. | PUR_OZO AMC | AMC OZONIZER | 12 | 1900 | AMC OZONIZER AP-90 | AMC OZONIZER AP-90
Yes | DV2329B | 11/11/2015 | ORO HI- CEBU | CEBU HI-Q MANUFACTURING CORP. | UV BALLAST REP6 | ULTRA VIOLET BALLAST 6-12 GPM (automatic control) | 15 | 1500 | ULTRA VIOLET WONDER BALLAST 6-12 GPM | ULTRA VIOLET WONDER BALLAST 6-12 GPM
Yes | DV2329B | 11/11/2015 | ORO HI- CEBU | CEBU HI-Q MANUFACTURING CORP. | HOSE 10 X 6.5 B | HOSE 10 x 6.5mm. BLUE color | 200 | 40 | TPUCO HOSE 10 x 6.5 mm. BLUE color (100 meter/roll) | TPUCO HOSE 10 x 6.5 mm. BLUE color (100 meter/roll)
Yes | DV2329B | 11/11/2015 | ORO HI- CEBU | CEBU HI-Q MANUFACTURING CORP. | PRE MPC2 | MAZAKI brand MPC-2 | 15 | 220 | MAZAKI PRESSURE SWITCH MPC-2 | MAZAKI PRESSURE SWITCH MPC-2
Yes | DV2329B | 11/11/2015 | ORO HI- CEBU | CEBU HI-Q MANUFACTURING CORP. | ACCS_AP2000W | HEAT GUN AP2000W model | 25 | 500 | HEAT GUN AP2000W model | HEAT GUN AP2000W model
Yes | DV2330B | 11/11/2015 | ORO HI- CEBU | CEBU HI-Q MANUFACTURING CORP. | ACCS_STS | STRAINER H 2805 | 35 | 0 | #N/A | STRAINER H 2805
Yes | DV2330B | 11/11/2015 | ORO HI- CEBU | CEBU HI-Q MANUFACTURING CORP. | VH MSED | MANUAL HEAD SEDIMENT F56A3 2.5" | 35 | 700 | RUNXIN MANUAL HEAD F56A3 SEDIMENT (4m³/h) | RUNXIN MANUAL HEAD F56A3 SEDIMENT (4m³/h)
Yes | DV2330B | 11/11/2015 | ORO HI- CEBU | CEBU HI-Q MANUFACTURING CORP. | PVC AP_PTN TRD_1*1/4 | AP PATENTE THREADED 1*1/4" | 15 | 131 | ZYPE PATENTE THREADED 1*1/4" | ZYPE PATENTE THREADED 1*1/4"
Yes | DV2330B | 11/11/2015 | ORO HI- CEBU | CEBU HI-Q MANUFACTURING CORP. | PVC-ELB-TRD 1/2 | ELBOW THREADED 1/2 | 150 | 12 | ZYPE 90° ELBOW THREADED 1/2" | ZYPE 90° ELBOW THREADED 1/2"
Yes | DV2330B | 11/11/2015 | ORO HI- CEBU | CEBU HI-Q MANUFACTURING CORP. | PVC AP_COUP TRD_1/2 | AP COUPLING THREADED 1/2" | 150 | 6 | ZYPE COUPLING THREADED 1/2" | ZYPE COUPLING THREADED 1/2"
Yes | DV2330B | 11/11/2015 | ORO HI- CEBU | CEBU HI-Q MANUFACTURING CORP. | PVC AP_90ELB PLN_1/2 | AP 90° ELBOW PLAIN 1/2" | 250 | 7 | ZYPE 90° ELBOW PLAIN 1/2" | ZYPE 90° ELBOW PLAIN 1/2"
Yes | DV2330B | 11/11/2015 | ORO HI- CEBU | CEBU HI-Q MANUFACTURING CORP. | PVC - BVALVE 1" | BALL VALVE 1" | 100 | 77 | ZYPE BALL VALVE 1" | ZYPE BALL VALVE 1"
Yes | DV2330B | 11/11/2015 | ORO HI- CEBU | CEBU HI-Q MANUFACTURING CORP. | PUMP ROTO | ROTOFLOW 330 GPH | 3 | 6500 | ROTARY VANE ROTOFLOW 330 GPH | ROTARY VANE ROTOFLOW 330 GPH
Yes | DV2330B | 11/11/2015 | ORO HI- CEBU | CEBU HI-Q MANUFACTURING CORP. | PUMP ATS550 | AQUA TEDELA ATS-550 3/4hp (0.55kw) | 5 | 3040 | AQUA TEDELA ATS-550 3/4hp (0.55kw) | AQUA TEDELA ATS-550 3/4hp (0.55kw)
Yes | DV2330B | 11/11/2015 | ORO HI- CEBU | CEBU HI-Q MANUFACTURING CORP. | PUMP ATS1000 | AQUA TEDELA ATS-1000 1.3hp (1kw) | 10 | 3680 | AQUA TEDELA ATS-1000 1.3hp (1kw) | AQUA TEDELA ATS-1000 1.3hp (1kw)
Yes | DV2330B | 11/11/2015 | ORO HI- CEBU | CEBU HI-Q MANUFACTURING CORP. | PUMP ATJ150 | AQUA TEDELA ATJ-150 1.3HP (1.0kw) Jet Pump | 2 | 3676 | AQUA TEDELA ATJ-150 1.3HP (1.0kw) Jet Pump | AQUA TEDELA ATJ-150 1.3HP (1.0kw) Jet Pump
Yes | DV2330B | 11/11/2015 | ORO HI- CEBU | CEBU HI-Q MANUFACTURING CORP. | PUMP ATJ100 | AQUA TEDELA ATJ-100 1HP (0.75kw) Jet Pump | 2 | 3264 | AQUA TEDELA ATJ-100 1HP (0.75kw) Jet Pump | AQUA TEDELA ATJ-100 1HP (0.75kw) Jet Pump
Yes | DV2331B | 11/05/2015 | JJC | JJC CRYSTALINE CLEAR WATER STATION COMPANY | JAC_CONN 2588 | JACO FIBRA 2588 (1/2"x1/2") 220psi | 30 | 96 | JACO FIBRA 2588 - 1/2mm x 1/2" female straight (US 220psi) | JACO FIBRA 2588 - 1/2mm x 1/2" female straight (US 220psi)
Yes | DV2331B | 11/05/2015 | JJC | JJC CRYSTALINE CLEAR WATER STATION COMPANY | PRE FM 10 | FLOWMETER PANEL 10 GPM (2510M) MBLD/Aqua | 1 | 1200 | FLOWMETER PANEL 10 GPM (2510M) - 1" male thread | FLOWMETER PANEL 10 GPM (2510M) - 1" male thread
Yes | DV2331B | 11/05/2015 | JJC | JJC CRYSTALINE CLEAR WATER STATION COMPANY | HOSE 8X12 B | HOSE 8 x 12 mm. BLUE color | 50 | 80 | TPUCO HOSE 8 x 12 mm. BLUE color (100 meter/roll) | TPUCO HOSE 8 x 12 mm. BLUE color (100 meter/roll)
Yes | DV2331B | 11/05/2015 | JJC | JJC CRYSTALINE CLEAR WATER STATION COMPANY | HOSE 1/4 W | HOSE R.O TUBING 1/4 WHITE color | 50 | 35 | CCK R.O TUBING HOSE 1/4" WHITE color (300 meter/roll) | CCK R.O TUBING HOSE 1/4" WHITE color (300 meter/roll)
Yes | DV2331B | 11/05/2015 | JJC | JJC CRYSTALINE CLEAR WATER STATION COMPANY | JACO(Z-1088) | JACO Z-1088 1/2"x1/2" male straight conn. (taiwan) | 30 | 80 | JACO Z-1088 - 1/2mm x 1/2" male straight connector (taiwan) | JACO Z-1088 - 1/2mm x 1/2" male straight connector (taiwan)
Yes | DV2332B | 11/06/2015 | DACILLO | ANTHONY P. DACILLO | FIL DGD2501 20BB-PT | PENTEK BB20 DGD 2501 | 50 | 550 | #N/A | PENTEK BB20 DGD 2501
Yes | DV2332B | 11/06/2015 | DACILLO | ANTHONY P. DACILLO | FIL DGD5005 20BB-PT | PENTEK BB20 DGD 5005 | 50 | 550 | #N/A | PENTEK BB20 DGD 5005
Yes | DV2333B | 11/06/2015 | UNIQUE | UNIQUE INTERNATIONAL | MF ACT. CBF PURE8x12 | PURE PRIME ACTIVATED CARBON 8 x 12 | 25 | 2100 | PURE PRIME ACTIVATED CARBON 8 x 12 | PURE PRIME ACTIVATED CARBON 8 x 12
Yes | DV2334B | 11/07/2015 | FOUR STAR | FOUR STAR MARKETING | PUMP ATPA150-1 | AQUA TEDELA ATPA150-1 swimming pool pump | 2 | 7990 | AQUA TEDELA ATPA 150-1 swimming pool pump | AQUA TEDELA ATPA 150-1 swimming pool pump
Yes | DV2335B | 11/06/2015 | PHILS | PHILIPPINE HOH INDUSTRIES INC | ACCS_AIR H9908 | H9908 AIRCHECK - 1700 BRINE VALVE | 1 | 0 | H9908 AIRCHECK - 1700 BRINE VALVE | H9908 AIRCHECK - 1700 BRINE VALVE
Yes | DV2335B | 11/06/2015 | PHILS | PHILIPPINE HOH INDUSTRIES INC | HOSE J1/2 | JOHN GUEST HOSE 1/2" WHITE color | 2 | 0 | JOHN GUEST HOSE 1/2" WHITE color (75 meter/roll) | JOHN GUEST HOSE 1/2" WHITE color (75 meter/roll)
Yes | DV2335B | 11/06/2015 | PHILS | PHILIPPINE HOH INDUSTRIES INC | FRP BTW 180L | BRINE TANK 160L - 180L (white) | 1 | 0 | BRINE TANK 160L - 180L WHITE | BRINE TANK 160L - 180L WHITE
Yes | DV2335B | 11/06/2015 | PHILS | PHILIPPINE HOH INDUSTRIES INC | MF RESIN H-C100E | RESIN H-C 100E (new) | 5 | 0 | HI-GRADE RESIN H-C 100E | HI-GRADE RESIN H-C 100E
Yes | DV2335B | 11/06/2015 | PHILS | PHILIPPINE HOH INDUSTRIES INC | ACCS_STRAINER-B 1665 | STRAINER H 2808 Bottom Distribution 4" (14"-36") | 1 | 0 | #N/A | STRAINER H 2808 Bottom Distribution 4" (14"-36")
Yes | DV2335B | 11/06/2015 | PHILS | PHILIPPINE HOH INDUSTRIES INC | ACCS_TSTRAINER 1665 | STRAINER H 182-1 TOP (14"-36") 4" threaded | 1 | 0 | STRAINER H 182-1 - THREADED TOP npt 1*1/2" (4") | STRAINER H 182-1 - THREADED TOP npt 1*1/2" (4")
Yes | DV2335B | 11/06/2015 | PHILS | PHILIPPINE HOH INDUSTRIES INC | VH F74 | RUNXIN HEAD F74 Ai SOFTENER 4" | 1 | 0 | RUNXIN DIGITAL HEAD F74A1 SOFTENER 4" (10m³/h) | RUNXIN DIGITAL HEAD F74A1 SOFTENER 4" (10m³/h)
Yes | DV2335B | 11/06/2015 | PHILS | PHILIPPINE HOH INDUSTRIES INC | FRP 1665 WV_3 | FRP TANK 16" x 65" ( 4") WAVE CYBER BEIGE color | 1 | 0 | FRP TANK 16" x 65" (-4T) WAVE CYBER BEIGE color | FRP TANK 16" x 65" (-4T) WAVE CYBER BEIGE color
Yes | DV2336B | 11/09/2015 | PHILS | PHILIPPINE HOH INDUSTRIES INC | MF ANTRA | ANTHRACITE (James Cumming)) | 2 | 0 | JAMES CUMMING ANTHRACITE 0.83mm | JAMES CUMMING ANTHRACITE 0.83mm
Yes | DV2336B | 11/09/2015 | PHILS | PHILIPPINE HOH INDUSTRIES INC | MF QSAND | QUARTZ SAND | 2 | 0 | QUARTZ SAND | QUARTZ SAND
Yes | DV2336B | 11/09/2015 | PHILS | PHILIPPINE HOH INDUSTRIES INC | MF SSAND | SILICA SAND | 2 | 0 | SILICA SAND | SILICA SAND
Yes | DV2336B | 11/09/2015 | PHILS | PHILIPPINE HOH INDUSTRIES INC | MF PBL10 | PEBBLES #10 | 1 | 0 | PEBBLES #10 | PEBBLES #10
Yes | DV2336B | 11/09/2015 | PHILS | PHILIPPINE HOH INDUSTRIES INC | ACCS_STRAINER-B 1665 | STRAINER H 2808 Bottom Distribution 4" (14"-36") | 1 | 0 | #N/A | STRAINER H 2808 Bottom Distribution 4" (14"-36")
Yes | DV2336B | 11/09/2015 | PHILS | PHILIPPINE HOH INDUSTRIES INC | ACCS_TSTRAINER 1665 | STRAINER H 182-1 TOP (14"-36") 4" threaded | 1 | 0 | STRAINER H 182-1 - THREADED TOP npt 1*1/2" (4") | STRAINER H 182-1 - THREADED TOP npt 1*1/2" (4")
Yes | DV2336B | 11/09/2015 | PHILS | PHILIPPINE HOH INDUSTRIES INC | VH F75 | RUNXIN HEAD F75 Ai SEDIMENT 4" | 1 | 0 | RUNXIN DIGITAL HEAD F75A1 SEDIMENT 4" (10m³/h) | RUNXIN DIGITAL HEAD F75A1 SEDIMENT 4" (10m³/h)
Yes | DV2336B | 11/09/2015 | PHILS | PHILIPPINE HOH INDUSTRIES INC | FRP 1665 WV_3 | FRP TANK 16" x 65" ( 4") WAVE CYBER BEIGE color | 1 | 0 | FRP TANK 16" x 65" (-4T) WAVE CYBER BEIGE color | FRP TANK 16" x 65" (-4T) WAVE CYBER BEIGE color
Yes | DV2337B | 11/09/2015 | PHILS | PHILIPPINE HOH INDUSTRIES INC | MF ACT. CBF PURE8x12 | PURE PRIME ACTIVATED CARBON 8 x 12 | 4 | 0 | PURE PRIME ACTIVATED CARBON 8 x 12 | PURE PRIME ACTIVATED CARBON 8 x 12
Yes | DV2337B | 11/09/2015 | PHILS | PHILIPPINE HOH INDUSTRIES INC | ACCS_STRAINER-B 1665 | STRAINER H 2808 Bottom Distribution 4" (14"-36") | 1 | 0 | #N/A | STRAINER H 2808 Bottom Distribution 4" (14"-36")
Yes | DV2337B | 11/09/2015 | PHILS | PHILIPPINE HOH INDUSTRIES INC | ACCS_TSTRAINER 1665 | STRAINER H 182-1 TOP (14"-36") 4" threaded | 1 | 0 | STRAINER H 182-1 - THREADED TOP npt 1*1/2" (4") | STRAINER H 182-1 - THREADED TOP npt 1*1/2" (4")
Yes | DV2337B | 11/09/2015 | PHILS | PHILIPPINE HOH INDUSTRIES INC | VH F75 | RUNXIN HEAD F75 Ai SEDIMENT 4" | 1 | 0 | RUNXIN DIGITAL HEAD F75A1 SEDIMENT 4" (10m³/h) | RUNXIN DIGITAL HEAD F75A1 SEDIMENT 4" (10m³/h)
Yes | DV2337B | 11/09/2015 | PHILS | PHILIPPINE HOH INDUSTRIES INC | FRP 1665 WV_3 | FRP TANK 16" x 65" ( 4") WAVE CYBER BEIGE color | 1 | 0 | FRP TANK 16" x 65" (-4T) WAVE CYBER BEIGE color | FRP TANK 16" x 65" (-4T) WAVE CYBER BEIGE color
Yes | DV2338B | 11/06/2015 | PURE-CARE | PURE-CARE WATER TREATMENT SYSTEM | VH_MANUAL 4" | 4" SIDE MOUNTED CONNECTOR | 1 | 2200 | 4" SIDE MOUNTED CONNECTOR | 4" SIDE MOUNTED CONNECTOR
Yes | DV2339B | 11/07/2015 | UNIQUE | UNIQUE INTERNATIONAL | FIL PRIME CBF20SL | PURE PRIME 20SL - CARBON Filter | 72 | 240 | PURE PRIME 20SL - CARBON Filter | PURE PRIME 20SL - CARBON Filter
Yes | DV2339B | 11/07/2015 | UNIQUE | UNIQUE INTERNATIONAL | ROM_LCLE4040 | FILMTEC BW30 40 x 40 L.C-LE | 20 | 9500 | FILMTEC BW30 40 x 40 L.C.L.E | FILMTEC BW30 40 x 40 L.C.L.E
Yes | DV2340B | 11/09/2015 | LAMP | LAMPCOR INDUSTRIAL RESOURCES INC. | FIL DGD5005 20BB-PT | PENTEK BB20 DGD 5005 | 10 | 550 | #N/A | PENTEK BB20 DGD 5005
Yes | DV2340B | 11/09/2015 | LAMP | LAMPCOR INDUSTRIAL RESOURCES INC. | VESS VIT DN40-COUPLING | VITAULIC COUPLING STAINLESS DN40 | 3 | 0 | #N/A | VITAULIC COUPLING STAINLESS DN40
Yes | DV2340B | 11/09/2015 | LAMP | LAMPCOR INDUSTRIAL RESOURCES INC. | VESS VIT DN40 | VITAULIC CLAMP STAINLESS DN40 (1*1/2) | 3 | 0 | VITAULIC CLAMP STAINLESS DN40 (1*1/2") | VITAULIC CLAMP STAINLESS DN40 (1*1/2")
Yes | DV2340B | 11/09/2015 | LAMP | LAMPCOR INDUSTRIAL RESOURCES INC. | VESSEL WV80X2401R2R | 8 x 240 R.O VESSEL - WC 300P-8-1R2R-H-6WH | 1 | 54890 | 300P-8-1R2R-H-6WH 8 x 240 FRP VESSEL - WAVE CYBER (side) | 300P-8-1R2R-H-6WH 8 x 240 FRP VESSEL - WAVE CYBER (side)
Yes | DV2340B | 11/09/2015 | LAMP | LAMPCOR INDUSTRIAL RESOURCES INC. | UV BALLAST UB24 | ULTRA VIOLET BALLAST 24 GPM W/CONTROL BOX | 1 | 0 | ULTRA VIOLET WONDER BALLAST 24 GPM w/ CONTROL BOX | ULTRA VIOLET WONDER BALLAST 24 GPM w/ CONTROL BOX
Yes | DV2340B | 11/09/2015 | LAMP | LAMPCOR INDUSTRIAL RESOURCES INC. | UV SET 24 | ULTRA VIOLET SET UB-24 GPM | 1 | 23000 | ULTRA VIOLET WONDER SET 24 GPM UB-24 | ULTRA VIOLET WONDER SET 24 GPM UB-24
Yes | DV2340B | 11/09/2015 | LAMP | LAMPCOR INDUSTRIAL RESOURCES INC. | RF SBFH20" | STRAINER FOR BAG FILTER HOUSING 20" - DM | 3 | 5300 | #N/A | STRAINER FOR BAG FILTER HOUSING 20" - DM
Yes | DV2341B | 11/06/2015 | PJR | PJR'S PUMPS & WELL DRILLING | PVC - GKT2" | FLANGE GASKET 2" | 2 | 63 | ZYPE FLANGE GASKET 2" | ZYPE FLANGE GASKET 2"
Yes | DV2341B | 11/06/2015 | PJR | PJR'S PUMPS & WELL DRILLING | PVC - FLG 2" | FLANGE 2" | 2 | 274 | ZYPE FLANGE 2" | ZYPE FLANGE 2"
Yes | DV2341B | 11/06/2015 | PJR | PJR'S PUMPS & WELL DRILLING | PVC AP_PTN PLN_2 | AP PATENTE PLAIN 2" | 2 | 321 | ZYPE PATENTE PLAIN 2" | ZYPE PATENTE PLAIN 2"
Yes | DV2341B | 11/06/2015 | PJR | PJR'S PUMPS & WELL DRILLING | PVC - BVALVE 2" | BALL VALVE 2" | 1 | 308 | ZYPE BALL VALVE 2" | ZYPE BALL VALVE 2"
Yes | DV2341B | 11/06/2015 | PJR | PJR'S PUMPS & WELL DRILLING | PVC AP_TEE PLN_2 | AP TEE PLAIN 2" | 2 | 172 | ZYPE TEE PLAIN 2" | ZYPE TEE PLAIN 2"
Yes | DV2341B | 11/06/2015 | PJR | PJR'S PUMPS & WELL DRILLING | PVC AP_90ELB PLN_2 | AP 90° ELBOW PLAIN 2" | 5 | 102 | ZYPE 90° ELBOW PLAIN 2" | ZYPE 90° ELBOW PLAIN 2"
Yes | DV2341B | 11/06/2015 | PJR | PJR'S PUMPS & WELL DRILLING | PVC - C-711-0.5L | PVC 711 CEMENT | 2 | 576 | WELD-ON PVC 711 CEMENT 16oz. | WELD-ON PVC 711 CEMENT 16oz.
Yes | DV2341B | 11/06/2015 | PJR | PJR'S PUMPS & WELL DRILLING | PVC - P2 | PIPE 2" | 4 | 912 | ZYPE PIPE 2" | ZYPE PIPE 2"
Yes | DV2341B | 11/06/2015 | PJR | PJR'S PUMPS & WELL DRILLING | PUMP CDLF12-7 3P | CNP CDLF12-7 (10hp) 7.5kw. 3 PHASE | 1 | 45580 | #N/A | CNP CDLF12-7 (10hp) 7.5kw. 3 PHASE
Yes | DV2343B | 11/07/2015 | BRIGHT | BRIGHT MOON | FIL HYDRO 10PP_1 | HYDROSEP 10SL - 5 MICRON | 50 | 50 | #N/A | HYDROSEP 10SL - 5 MICRON
Yes | DV2343B | 11/07/2015 | BRIGHT | BRIGHT MOON | FIL HYDRO 20 PP_1 | HYDROSEP 20SL - 20 MICRON | 25 | 90 | #N/A | HYDROSEP 20SL - 20 MICRON
Yes | DV2343B | 11/07/2015 | BRIGHT | BRIGHT MOON | FIL HYDRO 20 PP_1 | HYDROSEP 20SL - 10 MICRON | 25 | 90 | #N/A | HYDROSEP 20SL - 10 MICRON
Yes | DV2343B | 11/07/2015 | BRIGHT | BRIGHT MOON | FIL HYDRO 20 PP_1 | HYDROSEP 20SL - 1 MICRON | 25 | 90 | #N/A | HYDROSEP 20SL - 1 MICRON
Yes | DV2343B | 11/07/2015 | BRIGHT | BRIGHT MOON | FIL HYDRO 20 PP_1 | HYDROSEP 20SL - 5 MICRON | 100 | 90 | #N/A | HYDROSEP 20SL - 5 MICRON
Yes | DV2344B | 11/07/2015 | GRAND | GRAND c/o MR. DANILO BITHAO | SP_CONN E12 | PUSH FITTING SPE 12 - 04 (12mm.x1/2) tee plain | 3 | 90 | PUSH FITTING SPE 12 - 04 (12mm.x1/2) tee plain | PUSH FITTING SPE 12 - 04 (12mm.x1/2) tee plain
Yes | DV2344B | 11/07/2015 | GRAND | GRAND c/o MR. DANILO BITHAO | SP_CONN 1204 | PUSH FITTING SPC 12 - 04 (12mm.x1/2) straight snap | 4 | 80 | PUSH FITTING SPC 12 - 04 (12mm.x1/2) straight snap | PUSH FITTING SPC 12 - 04 (12mm.x1/2) straight snap
Yes | DV2344B | 11/07/2015 | GRAND | GRAND c/o MR. DANILO BITHAO | STL EC | PLASTIC END CAP ONLY (3/4 X 1/2) | 2 | 800 | PLASTIC END CAP ONLY 3/4" x 1/2" | PLASTIC END CAP ONLY 3/4" x 1/2"
Yes | DV2344B | 11/07/2015 | GRAND | GRAND c/o MR. DANILO BITHAO | ACCS_HEAT | HEAT GUN AP1600W model | 1 | 550 | HEAT GUN AP1600W model | HEAT GUN AP1600W model
Yes | DV2344B | 11/07/2015 | GRAND | GRAND c/o MR. DANILO BITHAO | FIL HYDRO 20BB | HYDROSEP 20BB - CARBON | 1 | 1500 | #N/A | HYDROSEP 20BB - CARBON
Yes | DV2345B | 11/09/2015 | MICROTECH 2 | MICROLITE ENTERPRISES | PUMP-APC 1 | AUTOMATIC PUMP CONTROL (MAC 03) | 5 | 1200 | MAZAKI AUTOMATIC PUMP CONTROL (MAC 03) | MAZAKI AUTOMATIC PUMP CONTROL (MAC 03)
Yes | DV2345B | 11/09/2015 | MICROTECH 2 | MICROLITE ENTERPRISES | ACCS_FS | FOOTSWITCH | 3 | 380 | SFMP-1 FOOT SWITCH | SFMP-1 FOOT SWITCH
Yes | DV2345B | 11/09/2015 | MICROTECH 2 | MICROLITE ENTERPRISES | MF MNGS ZEO | MANGANESE ZEOLITE 30 kgs. | 3 | 2600 | MANGANESE ZEOLITE 30 kgs. | MANGANESE ZEOLITE 30 kgs.
Yes | DV2346B | 11/08/2015 | LIVING H20 | LIVING WATER | PUMP ATS370 | AQUA TEDELA ATS-370 1/2hp (0.35kw) | 15 | 2880 | AQUA TEDELA ATS-370 1/2hp (0.35kw) | AQUA TEDELA ATS-370 1/2hp (0.35kw)
Yes | DV2346B | 11/08/2015 | LIVING H20 | LIVING WATER | PUMP ATS550 | AQUA TEDELA ATS-550 3/4hp (0.55kw) | 15 | 3420 | AQUA TEDELA ATS-550 3/4hp (0.55kw) | AQUA TEDELA ATS-550 3/4hp (0.55kw)
Yes | DV2347B | 11/11/2015 | ORO HI- CEBU | CEBU HI-Q MANUFACTURING CORP. | JACO(Z-1068) | JACO Z-1068 3/8"x1/2" male straight conn. (taiwan) | 50 | 60 | JACO Z-1068 - 3/8mm x 1/2" male straight connector (taiwan) | JACO Z-1068 - 3/8mm x 1/2" male straight connector (taiwan)
Yes | DV2347B | 11/11/2015 | ORO HI- CEBU | CEBU HI-Q MANUFACTURING CORP. | FIL HYDRO 20BB-PP | HYDROSEP 20BB - 5 MICRON | 50 | 450 | #N/A | HYDROSEP 20BB - 5 MICRON
Yes | DV2347B | 11/11/2015 | ORO HI- CEBU | CEBU HI-Q MANUFACTURING CORP. | FIL HYDRO 20SL CBF(WO) | HYDROSEP 20SL - CARBON (w/O net inside) | 120 | 350 | #N/A | HYDROSEP 20SL - CARBON (w/O net inside)
Yes | DV2347B | 11/11/2015 | ORO HI- CEBU | CEBU HI-Q MANUFACTURING CORP. | ROM LE | FILMTEC BW30 40 x 40 L.E | 15 | 9500 | FILMTEC BW30 40 x 40 L.E | FILMTEC BW30 40 x 40 L.E
Yes | DV2347B | 11/11/2015 | ORO HI- CEBU | CEBU HI-Q MANUFACTURING CORP. | ACCS_STSB | STRAINER H 2807 | 15 | 120 | #N/A | STRAINER H 2807
Yes | DV2347B | 11/11/2015 | ORO HI- CEBU | CEBU HI-Q MANUFACTURING CORP. | ACCS_RTUBE | RISER TUBE ONLY (10x54) | 12 | 180 | RISER TUBE for 10 x 54 FRP | RISER TUBE for 10 x 54 FRP
Yes | DV2347B | 11/11/2015 | ORO HI- CEBU | CEBU HI-Q MANUFACTURING CORP. | UV QUART6 | ULTRA VIOLET QUARTZSLEEVE 6 GPM (D24.5*530mm) | 6 | 600 | ULTRA VIOLET WONDER QUARTZSLEEVE 6 GPM (21") | ULTRA VIOLET WONDER QUARTZSLEEVE 6 GPM (21")
Yes | DV2347B | 11/11/2015 | ORO HI- CEBU | CEBU HI-Q MANUFACTURING CORP. | UV BALLAST REP6 | ULTRA VIOLET BALLAST 6-12 GPM (automatic control) | 15 | 1500 | ULTRA VIOLET WONDER BALLAST 6-12 GPM | ULTRA VIOLET WONDER BALLAST 6-12 GPM
Yes | DV2347B | 11/11/2015 | ORO HI- CEBU | CEBU HI-Q MANUFACTURING CORP. | ACCS_STSB | STRAINER H 2807 | 15 | 0 | #N/A | STRAINER H 2807
Yes | DV2347B | 11/11/2015 | ORO HI- CEBU | CEBU HI-Q MANUFACTURING CORP. | ACCS_RTUBE | RISER TUBE ONLY (10x54) | 15 | 0 | RISER TUBE for 10 x 54 FRP | RISER TUBE for 10 x 54 FRP
Yes | DV2347B | 11/11/2015 | ORO HI- CEBU | CEBU HI-Q MANUFACTURING CORP. | FRP 1354 WC | FRP TANK 13" x 54" WAVE CYBER BEIGE (2.5") | 15 | 3300 | (bdle) FRP TANK 13" x 54" (-2.5T) WAVE CYBER BEIGE color w/ ACCS. | (bdle) FRP TANK 13" x 54" (-2.5T) WAVE CYBER BEIGE color w/ ACCS.
Yes | DV2347B | 11/11/2015 | ORO HI- CEBU | CEBU HI-Q MANUFACTURING CORP. | FIL DGD5005 20BB-PT | PENTEK BB20 DGD 5005 | 100 | 550 | #N/A | PENTEK BB20 DGD 5005
Yes | DV2347B | 11/11/2015 | ORO HI- CEBU | CEBU HI-Q MANUFACTURING CORP. | ACCS_HEAT | HEAT GUN AP1600W model | 100 | 520 | HEAT GUN AP1600W model | HEAT GUN AP1600W model
Yes | DV2348B | 11/10/2015 | MINDANAO | MINDANAO PREMIER MANUFACTURING CORPORATION | VESS 4040 WV | 40 x 40 R.O. VESSEL - FRP WAVE CYBER brand 300E | 2 | 4960 | 300E-4BP-1WH 4 x 40 FRP VESSEL - WAVE CYBER (end) | 300E-4BP-1WH 4 x 40 FRP VESSEL - WAVE CYBER (end)
Yes | DV2348B | 11/10/2015 | MINDANAO | MINDANAO PREMIER MANUFACTURING CORPORATION | STL SS316 | SS 316 VESSEL w/ STAINLESS END CAP | 2 | 5500 | SS316 VESSEL 4040 w/ STAINLESS END CAP | SS316 VESSEL 4040 w/ STAINLESS END CAP
Yes | DV2348B | 11/10/2015 | MINDANAO | MINDANAO PREMIER MANUFACTURING CORPORATION | SP_CONN E602 | PUSH FITTING SPE 6 - 02 (6mm.x1/4) tee plain | 30 | 40 | PUSH FITTING SPE 6 - 02 (6mm.x1/4) tee plain | PUSH FITTING SPE 6 - 02 (6mm.x1/4) tee plain
Yes | DV2348B | 11/10/2015 | MINDANAO | MINDANAO PREMIER MANUFACTURING CORPORATION | SP_CONN 1204 | PUSH FITTING SPC 12 - 04 (12mm.x1/2) straight snap | 50 | 50 | PUSH FITTING SPC 12 - 04 (12mm.x1/2) straight snap | PUSH FITTING SPC 12 - 04 (12mm.x1/2) straight snap
Yes | DV2348B | 11/10/2015 | MINDANAO | MINDANAO PREMIER MANUFACTURING CORPORATION | SP_CONN C604 | PUSH FITTING SPC 6 - 04 (6mm.x1/2) straight snap | 40 | 40 | PUSH FITTING SPC 6 - 04 (6mm.x1/2) straight snap | PUSH FITTING SPC 6 - 04 (6mm.x1/2) straight snap
Yes | DV2348B | 11/10/2015 | MINDANAO | MINDANAO PREMIER MANUFACTURING CORPORATION | SP_CONN C602 | PUSH FITTING SPC 6 - 02 (6mm.x1/4) straight snap | 40 | 40 | PUSH FITTING SPC 6 - 02 (6mm.x1/4) straight snap | PUSH FITTING SPC 6 - 02 (6mm.x1/4) straight snap
Yes | DV2348B | 11/10/2015 | MINDANAO | MINDANAO PREMIER MANUFACTURING CORPORATION | ACCS_FLCR | RADAR FLUID LEVEL CONTROLLER | 12 | 250 | ST-70AB RADAR FLUID LEVEL CONTROLLER | ST-70AB RADAR FLUID LEVEL CONTROLLER
Yes | DV2348B | 11/10/2015 | MINDANAO | MINDANAO PREMIER MANUFACTURING CORPORATION | ACCS_FS | FOOTSWITCH | 6 | 350 | SFMP-1 FOOT SWITCH | SFMP-1 FOOT SWITCH
Yes | DV2348B | 11/10/2015 | MINDANAO | MINDANAO PREMIER MANUFACTURING CORPORATION | PRE REG 3/4 | PRESSURE REGULATOR 3/4 - TAIWAN | 3 | 2400 | PRESSURE REGULATOR 3/4" SS - TAIWAN | PRESSURE REGULATOR 3/4" SS - TAIWAN
Yes | DV2348B | 11/10/2015 | MINDANAO | MINDANAO PREMIER MANUFACTURING CORPORATION | PVC - GV 3/4 | GATE VALVE 3/4" ss | 3 | 550 | SS304 GATE VALVE 3/4" | SS304 GATE VALVE 3/4"
Yes | DV2348B | 11/10/2015 | MINDANAO | MINDANAO PREMIER MANUFACTURING CORPORATION | PUMP-APC 2 | AUTOMATIC PRESS CONTROL (MAC 02) | 6 | 1300 | MAZAKI AUTOMATIC PRESS CONTROL (MAC 02) | MAZAKI AUTOMATIC PRESS CONTROL (MAC 02)
Yes | DV2348B | 11/10/2015 | MINDANAO | MINDANAO PREMIER MANUFACTURING CORPORATION | MEM_EPJ | ESPA 4 - JAPAN | 3 | 9000 | HYDRONOUTICS ESPA 4 - JAPAN | HYDRONOUTICS ESPA 4 - JAPAN
Yes | DV2349B | 11/10/2015 | MINDANAO | MINDANAO PREMIER MANUFACTURING CORPORATION | MF RESIN H-C100E | RESIN H-C 100E (new) | 25 | 1100 | HI-GRADE RESIN H-C 100E | HI-GRADE RESIN H-C 100E
Yes | DV2349B | 11/10/2015 | MINDANAO | MINDANAO PREMIER MANUFACTURING CORPORATION | MF MNGS ZEO | MANGANESE ZEOLITE 30 kgs. | 6 | 1600 | MANGANESE ZEOLITE 30 kgs. | MANGANESE ZEOLITE 30 kgs.
Yes | DV2349B | 11/10/2015 | MINDANAO | MINDANAO PREMIER MANUFACTURING CORPORATION | ACCS_BRAC ST | BRACKET STEEL TAIWAN (new) | 12 | 0 | BRACKET STEEL TAIWAN (NEW) | BRACKET STEEL TAIWAN (NEW)
Yes | DV2349B | 11/10/2015 | MINDANAO | MINDANAO PREMIER MANUFACTURING CORPORATION | ACCS_SCREW1 | SCREW for SL HOUSING | 48 | 0 | SCREW FOR SL HOUSING | SCREW FOR SL HOUSING
Yes | DV2349B | 11/10/2015 | MINDANAO | MINDANAO PREMIER MANUFACTURING CORPORATION | ACCS_SPNR SL C | SPANNER WRENCH SLIM 20" CHINA | 4 | 0 | (zero price) SPANNER WRENCH SLIM 20" CHINA (BLACK) | (zero price) SPANNER WRENCH SLIM 20" CHINA (BLACK)
Yes | DV2349B | 11/10/2015 | MINDANAO | MINDANAO PREMIER MANUFACTURING CORPORATION | HOUSING SBHC_2 | SLIM BLUE HOUSING 20" npt 3/4" China (CH20-40) | 12 | 530 | (bdle) SLIM BLUE HOUSING 20" npt 3/4" CHINA (CH20-40) w/ ACCS. | (bdle) SLIM BLUE HOUSING 20" npt 3/4" CHINA (CH20-40) w/ ACCS.
Yes | DV2349B | 11/10/2015 | MINDANAO | MINDANAO PREMIER MANUFACTURING CORPORATION | HOSE 4X0.75T | HOSE 4 X 0.75 TRANSPARENT | 500 | 25 | CHINAUST HOSE 4 x 0.75 mm TRANSPARENT (500 meter/roll) | CHINAUST HOSE 4 x 0.75 mm TRANSPARENT (500 meter/roll)
Yes | DV2349B | 11/10/2015 | MINDANAO | MINDANAO PREMIER MANUFACTURING CORPORATION | ACCS_RTUBE | RISER TUBE ONLY (10x54) | 2 | 0 | RISER TUBE for 10 x 54 FRP | RISER TUBE for 10 x 54 FRP
Yes | DV2349B | 11/10/2015 | MINDANAO | MINDANAO PREMIER MANUFACTURING CORPORATION | ACCS_STSB | STRAINER H 2807 | 2 | 0 | #N/A | STRAINER H 2807
Yes | DV2349B | 11/10/2015 | MINDANAO | MINDANAO PREMIER MANUFACTURING CORPORATION | FRP 1354 WC | FRP TANK 13" x 54" WAVE CYBER BEIGE (2.5") | 2 | 3300 | (bdle) FRP TANK 13" x 54" (-2.5T) WAVE CYBER BEIGE color w/ ACCS. | (bdle) FRP TANK 13" x 54" (-2.5T) WAVE CYBER BEIGE color w/ ACCS.
Yes | DV2349B | 11/10/2015 | MINDANAO | MINDANAO PREMIER MANUFACTURING CORPORATION | NIP_NP3/4 | NIPLE REDUCER 3/4" SS | 16 | 50 | NIPPLE REDUCER M-THREAD PIPE 3/4" STAINLESS | NIPPLE REDUCER M-THREAD PIPE 3/4" STAINLESS
Yes | DV2349B | 11/10/2015 | MINDANAO | MINDANAO PREMIER MANUFACTURING CORPORATION | NIP_NP1 | NIPLE REDUCER 1" SS | 8 | 60 | NIPPLE REDUCER M-THREAD PIPE 1" STAINLESS | NIPPLE REDUCER M-THREAD PIPE 1" STAINLESS
Yes | DV2349B | 11/10/2015 | MINDANAO | MINDANAO PREMIER MANUFACTURING CORPORATION | FIT_NOZZLE | FITTING H 2202 - NOZZLE STRAIGHT | 10 | 20 | FITTING H 2202 - NOZZLE STRAIGHT | FITTING H 2202 - NOZZLE STRAIGHT
Yes | DV2349B | 11/10/2015 | MINDANAO | MINDANAO PREMIER MANUFACTURING CORPORATION | NIP_CS3/4X1/4 | COUPLING REDUCER STAINLESS 3/4 X 1/4 | 8 | 60 | BUSHING REDUCER M-F 3/4" x 1/4" HEX PIPE STAINLESS | BUSHING REDUCER M-F 3/4" x 1/4" HEX PIPE STAINLESS
Yes | DV2350B | 11/10/2015 | MINDANAO | MINDANAO PREMIER MANUFACTURING CORPORATION | NIP_PB3/4x1/2 | BUSHING REDUCER 3/4 x 1/2 Plastic Black | 8 | 40 | BUSHING REDUCER M-F 3/4" x 1/2" HEX PIPE PLASTIC BLACK | BUSHING REDUCER M-F 3/4" x 1/2" HEX PIPE PLASTIC BLACK
Yes | DV2350B | 11/10/2015 | MINDANAO | MINDANAO PREMIER MANUFACTURING CORPORATION | NIP_CS1x3/4 | COUPLING REDUCER STAINLESS 1 x 1/4 | 8 | 60 | BUSHING REDUCER M-F 1" x 1/4" HEX PIPE STAINLESS | BUSHING REDUCER M-F 1" x 1/4" HEX PIPE STAINLESS
Yes | DV2350B | 11/10/2015 | MINDANAO | MINDANAO PREMIER MANUFACTURING CORPORATION | NIP_BR1x1/2"SS | BUSHING REDUCER 1" x 1/2" STAINLESS | 8 | 60 | BUSHING REDUCER M-F 1" x 1/2" STAINLESS | BUSHING REDUCER M-F 1" x 1/2" STAINLESS
Yes | DV2350B | 11/10/2015 | MINDANAO | MINDANAO PREMIER MANUFACTURING CORPORATION | FIL DGD2501 20BB-PT | PENTEK BB20 DGD 2501 | 6 | 550 | #N/A | PENTEK BB20 DGD 2501
Yes | DV2350B | 11/10/2015 | MINDANAO | MINDANAO PREMIER MANUFACTURING CORPORATION | FIL PRIME CBF20BB | PURE PRIME 20BB - CARBON | 6 | 800 | #N/A | PURE PRIME 20BB - CARBON
Yes | DV2350B | 11/10/2015 | MINDANAO | MINDANAO PREMIER MANUFACTURING CORPORATION | FIL PRIME CBF10SL | PURE PRIME 10SL - CARBON | 10 | 120 | #N/A | PURE PRIME 10SL - CARBON
Yes | DV2350B | 11/10/2015 | MINDANAO | MINDANAO PREMIER MANUFACTURING CORPORATION | FIL PRIME10SL-PP10 | PURE PRIME 10SL - 10 MICRON | 25 | 33 | PURE PRIME 10SL - 10 MICRON | PURE PRIME 10SL - 10 MICRON
Yes | DV2350B | 11/10/2015 | MINDANAO | MINDANAO PREMIER MANUFACTURING CORPORATION | FIL HYDRO 20 PP_1 | HYDROSEP 20SL - 10 MICRON | 50 | 80 | #N/A | HYDROSEP 20SL - 10 MICRON
Yes | DV2350B | 11/10/2015 | MINDANAO | MINDANAO PREMIER MANUFACTURING CORPORATION | FIL HYDRO 20 PP_1 | HYDROSEP 20SL - 1 MICRON | 50 | 80 | #N/A | HYDROSEP 20SL - 1 MICRON
Yes | DV2350B | 11/10/2015 | MINDANAO | MINDANAO PREMIER MANUFACTURING CORPORATION |  | 3-STAGE WATER FILTER EWF -100A W/ KIT-FITTINGS O/S | 20 | 0 | #N/A | 3-STAGE WATER FILTER EWF -100A W/ KIT-FITTINGS O/S
Yes | DV2352B | 11/04/2015 | PURE F | PUREFLOW WATER SYSTEMS, INC. | FIL PRIME CBF20SL | PURE PRIME 20SL - CARBON Filter | 12 | 270 | PURE PRIME 20SL - CARBON Filter | PURE PRIME 20SL - CARBON Filter
Yes | DV2352B | 11/04/2015 | PURE F | PUREFLOW WATER SYSTEMS, INC. | FIL PRIME10BB-PP1 | PURE PRIME 10BB - 1 MICRON | 12 | 250 | PURE PRIME 10BB - 1 MICRON | PURE PRIME 10BB - 1 MICRON
Yes | DV2353B | 11/04/2015 | PURE F | PUREFLOW WATER SYSTEMS, INC. | PVC AP_PTN TRD_1/2 | AP PATENTE THREADED 1/2" | 2 | 45 | ZYPE PATENTE THREADED 1/2" | ZYPE PATENTE THREADED 1/2"
Yes | DV2353B | 11/04/2015 | PURE F | PUREFLOW WATER SYSTEMS, INC. | JACO(Z-4068) | JACO Z-4068 3/8"x1/2" male elbow conn. (taiwan) | 2 | 100 | JACO Z-4068 - 3/8" x 1/2" male elbow connector (taiwan) | JACO Z-4068 - 3/8" x 1/2" male elbow connector (taiwan)
Yes | DV2353B | 11/04/2015 | PURE F | PUREFLOW WATER SYSTEMS, INC. | HOSE 10 X 6.5 B | HOSE 10 x 6.5mm. BLUE color | 6 | 60 | TPUCO HOSE 10 x 6.5 mm. BLUE color (100 meter/roll) | TPUCO HOSE 10 x 6.5 mm. BLUE color (100 meter/roll)
Yes | DV2353B | 11/04/2015 | PURE F | PUREFLOW WATER SYSTEMS, INC. | JAC_CONN 4588 | JACO FIBRA 4588 (1/2x1/2) 220psi | 1 | 154 | JACO FIBRA 4588 - 1/2mm x 1/2" female elbow (US 220psi) | JACO FIBRA 4588 - 1/2mm x 1/2" female elbow (US 220psi)
Yes | DV2353B | 11/04/2015 | PURE F | PUREFLOW WATER SYSTEMS, INC. | JAC_CONN 706 | JACO FIBRA 706 (3/8x3/8) 220psi | 1 | 168 | JACO FIBRA 706 - 3/8mm x 3/8" union tee (US 220psi) | JACO FIBRA 706 - 3/8mm x 3/8" union tee (US 220psi)
Yes | DV2354B | 11/04/2015 | QUEEN ASIA | QUEEN ASIA ENT. | PVC AP_OUT RED_1x3/4 | AP OUTSIDE REDUCER 1" x 3/4" | 10 | 17 | ZYPE OUTSIDE REDUCER 1" x 3/4" | ZYPE OUTSIDE REDUCER 1" x 3/4"
Yes | DV2354B | 11/04/2015 | QUEEN ASIA | QUEEN ASIA ENT. | PVC AP_OUT RED_3/4x1/2 | AP OUTSIDE REDUCER 3/4" x1/2" | 10 | 10 | ZYPE OUTSIDE REDUCER 3/4" x 1/2" | ZYPE OUTSIDE REDUCER 3/4" x 1/2"
Yes | DV2354B | 11/04/2015 | QUEEN ASIA | QUEEN ASIA ENT. | PVC AP_COUP PLN_1 | AP COUPLING PLAIN 1" | 5 | 14 | ZYPE COUPLING PLAIN 1" | ZYPE COUPLING PLAIN 1"
Yes | DV2354B | 11/04/2015 | QUEEN ASIA | QUEEN ASIA ENT. | PVC AP_COUP PLN_3/4 | AP COUPLING PLAIN 3/4" | 5 | 9 | ZYPE COUPLING PLAIN 3/4" | ZYPE COUPLING PLAIN 3/4"
Yes | DV2354B | 11/04/2015 | QUEEN ASIA | QUEEN ASIA ENT. | PVC AP_COUP PLN_1/2 | AP COUPLING PLAIN 1/2" | 5 | 7 | ZYPE COUPLING PLAIN 1/2" | ZYPE COUPLING PLAIN 1/2"
Yes | DV2354B | 11/04/2015 | QUEEN ASIA | QUEEN ASIA ENT. | HOSE 1/4 W | HOSE R.O TUBING 1/4 WHITE color | 3 | 35 | CCK R.O TUBING HOSE 1/4" WHITE color (300 meter/roll) | CCK R.O TUBING HOSE 1/4" WHITE color (300 meter/roll)
Yes | DV2354B | 11/04/2015 | QUEEN ASIA | QUEEN ASIA ENT. | HOSE 8X12 B | HOSE 8 x 12 mm. BLUE color | 5 | 80 | TPUCO HOSE 8 x 12 mm. BLUE color (100 meter/roll) | TPUCO HOSE 8 x 12 mm. BLUE color (100 meter/roll)
Yes | DV2354B | 11/04/2015 | QUEEN ASIA | QUEEN ASIA ENT. | PVC AP_COUP TRD_1/2 | AP COUPLING THREADED 1/2" | 4 | 7 | ZYPE COUPLING THREADED 1/2" | ZYPE COUPLING THREADED 1/2"
Yes | DV2356B | 11/04/2015 | WATER EH | WATER EH | PVC AP_90ELB PLN_1/2 | AP 90° ELBOW PLAIN 1/2" | 100 | 8 | ZYPE 90° ELBOW PLAIN 1/2" | ZYPE 90° ELBOW PLAIN 1/2"
Yes | DV2356B | 11/04/2015 | WATER EH | WATER EH | PVC AP_90ELB PLN_3/4 | AP 90° ELBOW PLAIN 3/4" | 100 | 11 | ZYPE 90° ELBOW PLAIN 3/4" | ZYPE 90° ELBOW PLAIN 3/4"
Yes | DV2356B | 11/04/2015 | WATER EH | WATER EH | PVC AP_90ELB PLN_1 | AP 90° ELBOW PLAIN 1" | 50 | 21 | ZYPE 90° ELBOW PLAIN 1" | ZYPE 90° ELBOW PLAIN 1"
Yes | DV2356B | 11/04/2015 | WATER EH | WATER EH | PVC AP_PTN PLN_1/2 | AP PATENTE PLAIN 1/2" | 24 | 50 | ZYPE PATENTE PLAIN 1/2" | ZYPE PATENTE PLAIN 1/2"
Yes | DV2356B | 11/04/2015 | WATER EH | WATER EH | PVC AP_PTN PLN_3/4 | AP PATENTE PLAIN 3/4" | 20 | 62 | ZYPE PATENTE PLAIN 3/4" | ZYPE PATENTE PLAIN 3/4"
Yes | DV2356B | 11/04/2015 | WATER EH | WATER EH | PVC AP_PTN PLN_1 | AP PATENTE PLAIN 1" | 24 | 70 | ZYPE PATENTE PLAIN 1" | ZYPE PATENTE PLAIN 1"
Yes | DV2356B | 11/04/2015 | WATER EH | WATER EH | PVC AP_COUP THR_1/2x1/4 | AP COUPLING REDUCER THREADED 1/2" x 1/4" | 10 | 16 | ZYPE COUPLING REDUCER THREADED 1/2" x 1/4" | ZYPE COUPLING REDUCER THREADED 1/2" x 1/4"
Yes | DV2356B | 11/04/2015 | WATER EH | WATER EH | PVC AP_IN RED_3/4x1/2 | AP INSIDE REDUCER 3/4" x 1/2" | 30 | 5 | ZYPE INSIDE REDUCER 3/4" x 1/2" | ZYPE INSIDE REDUCER 3/4" x 1/2"
Yes | DV2356B | 11/04/2015 | WATER EH | WATER EH | PVC AP_IN RED_1x3/4 | AP INSIDE REDUCER 1" x 3/4" | 30 | 9 | ZYPE INSIDE REDUCER 1" x 3/4" | ZYPE INSIDE REDUCER 1" x 3/4"
Yes | DV2356B | 11/04/2015 | WATER EH | WATER EH | PVC - BVALVE 1" | BALL VALVE 1" | 4 | 90 | ZYPE BALL VALVE 1" | ZYPE BALL VALVE 1"
Yes | DV2356B | 11/04/2015 | WATER EH | WATER EH | PVC - BVALVE 3/4 | BALL VALVE 3/4 | 4 | 63 | #N/A | BALL VALVE 3/4
Yes | DV2356B | 11/04/2015 | WATER EH | WATER EH | ACCS_CAP | WAVE CYBER HEAD CAP 10"x54" | 3 | 180 | WAVE CYBER HEAD CAP 10" x 54" | WAVE CYBER HEAD CAP 10" x 54"
Yes | DV2356B | 11/04/2015 | WATER EH | WATER EH | ACCS_FVC 3/4" | FLOAT VALVE CONTROL 3/4" | 2 | 260 | FLOAT VALVE CONTROL 3/4" | FLOAT VALVE CONTROL 3/4"
Yes | DV2356B | 11/04/2015 | WATER EH | WATER EH | ACCS_FLCR | RADAR FLUID LEVEL CONTROLLER | 4 | 280 | ST-70AB RADAR FLUID LEVEL CONTROLLER | ST-70AB RADAR FLUID LEVEL CONTROLLER
Yes | DV2356B | 11/04/2015 | WATER EH | WATER EH | ACCS_FS | FOOTSWITCH | 2 | 380 | SFMP-1 FOOT SWITCH | SFMP-1 FOOT SWITCH
Yes | DV2356B | 11/04/2015 | WATER EH | WATER EH | SP_CONN C602 | PUSH FITTING SPC 6 - 02 (6mm.x1/4) straight snap | 8 | 60 | PUSH FITTING SPC 6 - 02 (6mm.x1/4) straight snap | PUSH FITTING SPC 6 - 02 (6mm.x1/4) straight snap
Yes | DV2356B | 11/04/2015 | WATER EH | WATER EH | SP_CONNF602 | PUSH FITTING SPLF 6 - 02 (6mm.x1/4) female elbow | 8 | 60 | PUSH FITTING SPLF 6 - 02 (6mm.x1/4) female elbow | PUSH FITTING SPLF 6 - 02 (6mm.x1/4) female elbow
Yes | DV2356B | 11/04/2015 | WATER EH | WATER EH | JACO(Z-1088) | JACO Z-1088 1/2"x1/2" male straight conn. (taiwan) | 7 | 80 | JACO Z-1088 - 1/2mm x 1/2" male straight connector (taiwan) | JACO Z-1088 - 1/2mm x 1/2" male straight connector (taiwan)
Yes | DV2356B | 11/04/2015 | WATER EH | WATER EH | FCET_GOOSE | GOOSENECK FAUCET ONLY | 7 | 250 | FF-800 GOOSENECK FAUCET ONLY | FF-800 GOOSENECK FAUCET ONLY
Yes | DV2356B | 11/04/2015 | WATER EH | WATER EH | HOUSING CBA-304-4 | HOUSING FOR RESIN 20SL PLASTIC | 2 | 180 | HOUSING FOR RESIN 20SL PLASTIC | HOUSING FOR RESIN 20SL PLASTIC
Yes | DV2359B | 11/04/2015 | CLEMENTE J | JOHN PAUL CLEMENTE | JACO(Z-1048) | JACO Z-1048 1/4"X1/2" male straight conn. (taiwan) | 2 | 90 | JACO Z-1048 - 1/4mm x 1/2" male straight connector (taiwan) | JACO Z-1048 - 1/4mm x 1/2" male straight connector (taiwan)
Yes | DV2360B | 11/04/2015 | ESGUERRA, BOY | BOY ESGUERRA | HOSE 64 | HOSE 6 X 4 mm. TRANSPARENT color | 2 | 40 | CHINAUST HOSE 6 x 4 mm. TRANSPARENT (200 meter/roll) | CHINAUST HOSE 6 x 4 mm. TRANSPARENT (200 meter/roll)
Yes | DV2362B | 11/04/2015 | DACILLO | ANTHONY P. DACILLO | FIL EPM 10SL | PENTEK EPM - 10SL | 1 | 280 | PENTEK EPM - 10SLIM | PENTEK EPM - 10SLIM
Yes | DV2362B | 11/04/2015 | DACILLO | ANTHONY P. DACILLO | PVC- TEFLON | TEFLON TAPE | 6 | 13 | TITANIUM TEFLON TAPE 3/4" | TITANIUM TEFLON TAPE 3/4"
Yes | DV2362B | 11/04/2015 | DACILLO | ANTHONY P. DACILLO | QF_QCM66 | QUICK FITTING M66 3/4"x3/4" coupling | 2 | 100 | QUICK FITTING M66 (3/4"x3/4") coupling | QUICK FITTING M66 (3/4"x3/4") coupling
Yes | DV2363B | 11/04/2015 | FILTRADE | FILTRADE | FIL PRIME CBF20SL | PURE PRIME 20SL - CARBON Filter | 2 | 300 | PURE PRIME 20SL - CARBON Filter | PURE PRIME 20SL - CARBON Filter
Yes | DV2363B | 11/04/2015 | FILTRADE | FILTRADE | FIL WC 20SLPP | WATERCHECK 20SL - 1 MICRON | 1 | 80 | #N/A | WATERCHECK 20SL - 1 MICRON
Yes | DV2363B | 11/04/2015 | FILTRADE | FILTRADE | FIL WC 20SLPP | WATERCHECK 20SL - 5 MICRON | 2 | 80 | #N/A | WATERCHECK 20SL - 5 MICRON
Yes | DV2363B | 11/04/2015 | FILTRADE | FILTRADE | FIL HYDRO 20 PP_1 | HYDROSEP 20SL -1 MICRON | 3 | 95 | #N/A | HYDROSEP 20SL -1 MICRON
Yes | DV2363B | 11/04/2015 | FILTRADE | FILTRADE | FIL HYDRO 20 PP_1 | HYDROSEP 20SL - 5 MICRON | 3 | 95 | #N/A | HYDROSEP 20SL - 5 MICRON
Yes | DV2364B | 11/04/2015 | MANTE | MS. SOLAIDA L. MANTE | FIL HYDRO 20 PP_1 | HYDROSEP 20SL - 1 MICRON | 1 | 95 | #N/A | HYDROSEP 20SL - 1 MICRON
Yes | DV2364B | 11/04/2015 | MANTE | MS. SOLAIDA L. MANTE | FIL HYDRO 20SL CBF(WO) | HYDROSEP 20SL - CARBON Block (w/O net inside) | 2 | 480 | HYDROSEP 20SL - CBF (carbon block filter) W/O NET | HYDROSEP 20SL - CBF (carbon block filter) W/O NET
Yes | DV2365B | 11/04/2015 | EDC | EDGAR DELA CERNA | FIL 1004A POST | 1003A POST CARBON FILTER | 1 | 375 | 1003A POST CARBON FILTER | 1003A POST CARBON FILTER
Yes | DV2365B | 11/04/2015 | EDC | EDGAR DELA CERNA | FIL 1001A PP | 1001A PP SEDIMENT FILTER | 1 | 290 | 1001A PP SEDIMENT FILTER | 1001A PP SEDIMENT FILTER
Yes | DV2366B | 11/04/2015 | NELSON UY | NELSON UY | UV BALLAST REP 2 | ULTRA VIOLET BALLAST 2 GPM | 1 | 1800 | ULTRA VIOLET WONDER BALLAST 2 GPM | ULTRA VIOLET WONDER BALLAST 2 GPM
Yes | DV2367B | 11/04/2015 | PAMPANGA ADVANCED | PAMPANGA ADVANCED RENAL CARE | FILAB 10-0.22 | ABSOLUTE FILTER 10SL - 0.2mic. (250mm) | 1 | 600 | ABSOLUTE FILTER 10SL - 0.2 MICRON (250mm) | ABSOLUTE FILTER 10SL - 0.2 MICRON (250mm)
Yes | DV2368B | 11/04/2015 | ARIEL M. LOPEZ | ARIEL M. LOPEZ | PVC AP_90ELB PLN_1/2 | AP 90° ELBOW PLAIN 1/2" | 20 | 12 | ZYPE 90° ELBOW PLAIN 1/2" | ZYPE 90° ELBOW PLAIN 1/2"
Yes | DV2368B | 11/04/2015 | ARIEL M. LOPEZ | ARIEL M. LOPEZ | FIT_NOZZLE | FITTING H 2202 - NOZZLE STRAIGHT | 16 | 50 | FITTING H 2202 - NOZZLE STRAIGHT | FITTING H 2202 - NOZZLE STRAIGHT
Yes | DV2368B | 11/04/2015 | ARIEL M. LOPEZ | ARIEL M. LOPEZ | PVC AP_45ELB PLN_1/2 | AP 45° ELBOW PLAIN 1/2" | 8 | 8 | ZYPE 45° ELBOW PLAIN 1/2" | ZYPE 45° ELBOW PLAIN 1/2"
Yes | DV2368B | 11/04/2015 | ARIEL M. LOPEZ | ARIEL M. LOPEZ | PVC AP_45ELB PLN_3/4 | AP 45° ELBOW PLAIN 3/4" | 10 | 12 | ZYPE 45° ELBOW PLAIN 3/4" | ZYPE 45° ELBOW PLAIN 3/4"
Yes | DV2368B | 11/04/2015 | ARIEL M. LOPEZ | ARIEL M. LOPEZ | PVC - INS RED_10 | INSIDE REDUCER 1*1/2 x 1 | 6 | 45 | ZYPE INSIDE REDUCER 1*1/2" x 1" | ZYPE INSIDE REDUCER 1*1/2" x 1"
Yes | DV2368B | 11/04/2015 | ARIEL M. LOPEZ | ARIEL M. LOPEZ | PVC AP_MALE A_1*1/2 | AP MALE ADAPTOR 1*1/2" | 6 | 37 | ZYPE MALE ADAPTOR 1*1/2" | ZYPE MALE ADAPTOR 1*1/2"
Yes | DV2369B | 11/04/2015 | VALERIO J. | JOMAR VALERIO | CARTRIDGE_16 | EMPRESS S2S 10" CARTRIDGE (single) | 1 | 1000 | EMPRESS EWF-10 S2S 10" | EMPRESS EWF-10 S2S 10"
Yes | DV2370B | 11/04/2015 | WATER REFILLING | WATER REFILLING STATION | FIL DGD2501 20BB-PT | PENTEK BB20 DGD 2501 Dual Gradient Density | 1 | 850 | PENTEK BB20 DGD 2501 (dual gradient density) | PENTEK BB20 DGD 2501 (dual gradient density)
Yes | DV2370B | 11/04/2015 | WATER REFILLING | WATER REFILLING STATION | FIL DGD5005 20BB-PT | PENTEK BB20 DGD 5005 Dual Gradient Density | 1 | 850 | PENTEK BB20 DGD 5005 (dual gradient density) | PENTEK BB20 DGD 5005 (dual gradient density)
Yes | DV2371B | 11/04/2015 | AQUA SEVEN | AQUA SEVEN PURUFIED WATER STATION | EWD MITSU 2 | EUREKA MITSUTECH HOT & COLD (MWD-132) big | 4 | 3800 | EUREKA MITSUTECH HOT & COLD (MWD-132) | EUREKA MITSUTECH HOT & COLD (MWD-132)
Yes | DV2371B | 11/04/2015 | AQUA SEVEN | AQUA SEVEN PURUFIED WATER STATION | ACCS_SPNR SL T | SPANNER WRENCH SLIM 20" TAIWAN | 1 | 150 | (zero price) SPANNER WRENCH SLIM 20" TAIWAN (BLACK) | (zero price) SPANNER WRENCH SLIM 20" TAIWAN (BLACK)
Yes | DV2371B | 11/04/2015 | AQUA SEVEN | AQUA SEVEN PURUFIED WATER STATION | FIL PRIME CBF20SL | PURE PRIME 20SL - CARBON Filter | 2 | 300 | PURE PRIME 20SL - CARBON Filter | PURE PRIME 20SL - CARBON Filter
Yes | DV2372B | 11/04/2015 | AMIDA, SHERYL | MS. SHERYL AMIDA | FIL WC 10SL-PP | WATERCHECK 10SL - 5 MICRON | 50 | 35 | #N/A | WATERCHECK 10SL - 5 MICRON
Yes | DV2373B | 11/04/2015 | PROSPERITY | PROSPERITY SPRING | FIL HYDRO 20 PP_1 | HYDROSEP 20SL - 10 MICRON | 1 | 120 | #N/A | HYDROSEP 20SL - 10 MICRON
Yes | DV2373B | 11/04/2015 | PROSPERITY | PROSPERITY SPRING | FIL HYDRO 20 PP_1 | HYDROSEP 20SL - 5 MICRON | 1 | 120 | #N/A | HYDROSEP 20SL - 5 MICRON
Yes | DV2373B | 11/04/2015 | PROSPERITY | PROSPERITY SPRING | FIL HYDRO 20 PP_1 | HYDROSEP 20SL - 1 MICRON | 1 | 120 | #N/A | HYDROSEP 20SL - 1 MICRON
Yes | DV2373B | 11/04/2015 | PROSPERITY | PROSPERITY SPRING | FIL HYDRO 20SL CBF(WO) | HYDROSEP 20SL - CARBON Block (w/O net inside) | 3 | 750 | HYDROSEP 20SL - CBF (carbon block filter) W/O NET | HYDROSEP 20SL - CBF (carbon block filter) W/O NET
Yes | DV2374BG | 11/05/2015 | JOHNSON | JOHNSON LU / SEACOM | GAL_SEAL OVERALL | OVER-ALL UMBRELLA CAP SEAL | 9 | 260 | #N/A | OVER-ALL UMBRELLA CAP SEAL
Yes | DV2374BG | 11/05/2015 | JOHNSON | JOHNSON LU / SEACOM | GAL_SEAL FCT | FAUCET SEAL | 5 | 160 | #N/A | FAUCET SEAL
Yes | DV2375B | 11/05/2015 | AGENT4 | MS. CRISTY | PRE VALVE 1*1/2 SAN | SOLENOID VALVE 1*1/2" BRASS SANLIXIN | 1 | 3200 | SOLENOID VALVE 1*1/2" BRASS SANLIXIN | SOLENOID VALVE 1*1/2" BRASS SANLIXIN
Yes | DV2375B | 11/05/2015 | AGENT4 | MS. CRISTY | PRE VALVE 1" SAN | SOLENOID VALVE 1" BRASS SANLIXIN | 1 | 2500 | SOLENOID VALVE 1" BRASS SANLIXIN | SOLENOID VALVE 1" BRASS SANLIXIN
Yes | DV2376B | 11/05/2015 | MENDOZA P | WATER.COM - QC | ACCS_STS | STRAINER H 2805 | 3 | 0 | #N/A | STRAINER H 2805
Yes | DV2376B | 11/05/2015 | MENDOZA P | WATER.COM - QC | VH_ELBOW | ELBOW FOR RUNXIN F 67 | 4 | 0 | 1" ELBOW CONNECTOR FOR F67 | 1" ELBOW CONNECTOR FOR F67
Yes | DV2376B | 11/05/2015 | MENDOZA P | WATER.COM - QC | VH F67 | RUNXIN HEAD F67 SEDIMENT B1 | 2 | 4500 | RUNXIN DIGITAL HEAD F67B1 SEDIMENT (4m³/h) | RUNXIN DIGITAL HEAD F67B1 SEDIMENT (4m³/h)
Yes | DV2376B | 11/05/2015 | MENDOZA P | WATER.COM - QC | VH F63 | RUNXIN HEAD F63 SOFTENER B1 | 1 | 4500 | RUNXIN DIGITAL HEAD F63B1 SOFTENER (4m³/h) | RUNXIN DIGITAL HEAD F63B1 SOFTENER (4m³/h)
Yes | DV2377B | 11/05/2015 | PELIAS | MS. JOSSETTE G. PELIAS | HOSE 8X12 B | HOSE 8 x 12 mm. BLUE color | 6 | 85 | TPUCO HOSE 8 x 12 mm. BLUE color (100 meter/roll) | TPUCO HOSE 8 x 12 mm. BLUE color (100 meter/roll)
Yes | DV2378B | 11/05/2015 | AQUA 2000 | AQUA 2000 WATER STATION | PVC AP_90ELB PLN_3/4 | AP 90° ELBOW PLAIN 3/4" | 1 | 13 | ZYPE 90° ELBOW PLAIN 3/4" | ZYPE 90° ELBOW PLAIN 3/4"
Yes | DV2378B | 11/05/2015 | AQUA 2000 | AQUA 2000 WATER STATION | PVC AP_MALE A_3/4 | AP MALE ADAPTOR 3/4" | 1 | 12 | ZYPE MALE ADAPTOR 3/4" | ZYPE MALE ADAPTOR 3/4"
Yes | DV2378B | 11/05/2015 | AQUA 2000 | AQUA 2000 WATER STATION | PUMP ROTO | ROTOFLOW 330 GPH | 1 | 8500 | ROTARY VANE ROTOFLOW 330 GPH | ROTARY VANE ROTOFLOW 330 GPH
Yes | DV2380B | 11/05/2015 | MANERO | BASILIA MANERO | FIL HYDRO 20SL CBF(WO) | HYDROSEP 20SL - CARBON Block (w/O net inside) | 1 | 550 | HYDROSEP 20SL - CBF (carbon block filter) W/O NET | HYDROSEP 20SL - CBF (carbon block filter) W/O NET
Yes | DV2380B | 11/05/2015 | MANERO | BASILIA MANERO | FIL PRIME CBF20SL | PURE PRIME 20SL - CARBON Filter | 1 | 300 | PURE PRIME 20SL - CARBON Filter | PURE PRIME 20SL - CARBON Filter
Yes | DV2380B | 11/05/2015 | MANERO | BASILIA MANERO | FIL PRIME20SL-PP1 | PURE PRIME 20SL - 1 MICRON | 1 | 95 | PURE PRIME 20SL - 1 MICRON | PURE PRIME 20SL - 1 MICRON
Yes | DV2382BG | 11/05/2015 | WATER 4 LESS- MANILA | WATER FOR LESS - MANILA | GAL_PBH | PET BOTTLE HANDLE | 2 | 60 | PET BOTTLE HANDLE | PET BOTTLE HANDLE
Yes | DV2383B | 11/05/2015 | AQUA CITY | AQUA CITY GEN. MDSE. | VH_FLECK VH5600 SOF | FLECK VALVE HEAD 5600 SOFTENER (U.S) | 1 | 7500 | FLECK VALVE HEAD 5600 SOFTENER (U.S) | FLECK VALVE HEAD 5600 SOFTENER (U.S)
Yes | DV2384B | 11/05/2015 | WATER 4 LESS- MANILA | WATER FOR LESS - MANILA | FIL HYDRO 20SL CBF(WO) | HYDROSEP 20SL - CARBON Block (w/O net inside) | 24 | 550 | HYDROSEP 20SL - CBF (carbon block filter) W/O NET | HYDROSEP 20SL - CBF (carbon block filter) W/O NET
Yes | DV2384B | 11/05/2015 | WATER 4 LESS- MANILA | WATER FOR LESS - MANILA | FIL HYDRO 20 PP_1 | HYDROSEP 20SL - 1 MICRON | 50 | 95 | #N/A | HYDROSEP 20SL - 1 MICRON
Yes | DV2384B | 11/05/2015 | WATER 4 LESS- MANILA | WATER FOR LESS - MANILA | FIL HYDRO 20 PP_1 | HYDROSEP 20SL - 5 MICRON | 50 | 95 | #N/A | HYDROSEP 20SL - 5 MICRON
Yes | DV2384B | 11/05/2015 | WATER 4 LESS- MANILA | WATER FOR LESS - MANILA | FIL HYDRO 10PP_1 | HYDROSEP 10SL - 5 MICRON | 20 | 50 | #N/A | HYDROSEP 10SL - 5 MICRON
Yes | DV2384B | 11/05/2015 | WATER 4 LESS- MANILA | WATER FOR LESS - MANILA | FIL HYDRO 10PP_1 | HYDROSEP 10SL - 1 MICRON | 20 | 50 | #N/A | HYDROSEP 10SL - 1 MICRON
Yes | DV2384B | 11/05/2015 | WATER 4 LESS- MANILA | WATER FOR LESS - MANILA | UV BALLAST REP6 | ULTRA VIOLET BALLAST 6-12 GPM (automatic control) | 1 | 2000 | ULTRA VIOLET WONDER BALLAST 6-12 GPM | ULTRA VIOLET WONDER BALLAST 6-12 GPM
Yes | DV2384B | 11/05/2015 | WATER 4 LESS- MANILA | WATER FOR LESS - MANILA | ACCS_SPNR SL T | SPANNER WRENCH SLIM 20" TAIWAN | 2 | 150 | (zero price) SPANNER WRENCH SLIM 20" TAIWAN (BLACK) | (zero price) SPANNER WRENCH SLIM 20" TAIWAN (BLACK)
Yes | DV2385BG | 11/05/2015 | WI_DUAYAN | ALBERT DUAYAN | GAL_SML CUP | SMALL CUP FOR SLIM CONTAINER | 20 | 3 | SMALL CUP FOR SLIM CONTAINER | SMALL CUP FOR SLIM CONTAINER
Yes | DV2386B | 11/05/2015 | WI_DUAYAN | ALBERT DUAYAN | ACCS_HEAT | HEAT GUN AP1600W model | 1 | 550 | HEAT GUN AP1600W model | HEAT GUN AP1600W model
Yes | DV2386B | 11/05/2015 | WI_DUAYAN | ALBERT DUAYAN | PRE VALVE 1/2 SAN | SOLENOID VALVE 1/2" BRASS SANLIXIN - 10kg. | 1 | 1300 | SOLENOID VALVE 1/2" BRASS SANLIXIN (10kg) | SOLENOID VALVE 1/2" BRASS SANLIXIN (10kg)
Yes | DV2386B | 11/05/2015 | WI_DUAYAN | ALBERT DUAYAN | FIL HYDRO 20SL CBF(WO) | HYDROSEP 20SL - CARBON Block (w/O net inside) | 12 | 550 | HYDROSEP 20SL - CBF (carbon block filter) W/O NET | HYDROSEP 20SL - CBF (carbon block filter) W/O NET
Yes | DV2387B | 11/05/2015 | AGENT1 | ROMY CANETE | FIL PRIME10SL-PP5 | PURE PRIME 10SL - 5 MICRON | 1 | 50 | PURE PRIME 10SL - 5 MICRON | PURE PRIME 10SL - 5 MICRON
Yes | DV2387B | 11/05/2015 | AGENT1 | ROMY CANETE | FIL PRIME CBF10SL | PURE PRIME 10SL - CARBON Filter | 1 | 150 | PURE PRIME 10SL - CARBON Filter | PURE PRIME 10SL - CARBON Filter
Yes | DV2387B | 11/05/2015 | AGENT1 | ROMY CANETE | FIL EMP WCPF 50GPD | EMPRESS T33 POST CARBON FILTER 2500g. | 2 | 225 | EMPRESS T33 POST CARBON FILTER 2500G. | EMPRESS T33 POST CARBON FILTER 2500G.
Yes | DV2390B | 11/05/2015 | JEFF STAR | JEFF STAR WATER STTAION | FIL HYDRO 10PP_1 | HYDROSEP 10SL - 5 MICRON | 3 | 85 | #N/A | HYDROSEP 10SL - 5 MICRON
Yes | DV2390B | 11/05/2015 | JEFF STAR | JEFF STAR WATER STTAION | FIL HYDRO 20 PP_1 | HYDROSEP 20SL - 1 MICRON | 1 | 120 | #N/A | HYDROSEP 20SL - 1 MICRON
Yes | DV2390B | 11/05/2015 | JEFF STAR | JEFF STAR WATER STTAION | FIL HYDRO 10SL CBF | HYDROSEP 10SL - CBF | 3 | 380 | #N/A | HYDROSEP 10SL - CBF
Yes | DV2390B | 11/05/2015 | JEFF STAR | JEFF STAR WATER STTAION | FIL HYDRO 20 PP_1 | HYDROSEP 20SL -5 MICRON | 1 | 120 | #N/A | HYDROSEP 20SL -5 MICRON
Yes | DV2390B | 11/05/2015 | JEFF STAR | JEFF STAR WATER STTAION | FIL HYDRO 20 PP_1 | HYDROSEP 20SL - 10 MICRON | 1 | 120 | #N/A | HYDROSEP 20SL - 10 MICRON
Yes | DV2390B | 11/05/2015 | JEFF STAR | JEFF STAR WATER STTAION | FIL HYDRO 20SL CBF(WO) | HYDROSEP 20SL - CARBON Block (w/O net inside) | 3 | 850 | HYDROSEP 20SL - CBF (carbon block filter) W/O NET | HYDROSEP 20SL - CBF (carbon block filter) W/O NET
Yes | DV2391B | 11/05/2015 | Filtershoppe | FILTERSHOPPE SYSTEM | FCET_GOOSE | GOOSENECK FAUCET ONLY | 3 | 220 | FF-800 GOOSENECK FAUCET ONLY | FF-800 GOOSENECK FAUCET ONLY
Yes | DV2391B | 11/05/2015 | Filtershoppe | FILTERSHOPPE SYSTEM | ACCS_HEAT | HEAT GUN AP1600W model | 2 | 550 | HEAT GUN AP1600W model | HEAT GUN AP1600W model
Yes | DV2392B | 11/05/2015 | NATURE LIFE | NATURE LIFE WATER STATION | ACCS_STSB | STRAINER H 2807 | 1 | 0 | #N/A | STRAINER H 2807
Yes | DV2392B | 11/05/2015 | NATURE LIFE | NATURE LIFE WATER STATION | ACCS_RTUBE | RISER TUBE ONLY (10x54) | 1 | 0 | RISER TUBE for 10 x 54 FRP | RISER TUBE for 10 x 54 FRP
Yes | DV2392B | 11/05/2015 | NATURE LIFE | NATURE LIFE WATER STATION | FRP 1354 WC | FRP TANK 13" x 54" WAVE CYBER BEIGE (2.5") | 1 | 4200 | (bdle) FRP TANK 13" x 54" (-2.5T) WAVE CYBER BEIGE color w/ ACCS. | (bdle) FRP TANK 13" x 54" (-2.5T) WAVE CYBER BEIGE color w/ ACCS.
Yes | DV2393B | 11/05/2015 | TAKE-UP | TAKE-UP MARKETING | PVC AP_MPT_1/2 | AP MALE PATENTE THREADED 1/2" | 30 | 48 | ZYPE MALE PATENTE THREADED 1/2" | ZYPE MALE PATENTE THREADED 1/2"
Yes | DV2393B | 11/05/2015 | TAKE-UP | TAKE-UP MARKETING | HOUSING CBP-302-13 YL | TRANSPARENT EMPTY SHELL 10" - YELLOW CAP | 5 | 0 | TRANSPARENT EMPTY SHELL 10" - YELLOW CAP | TRANSPARENT EMPTY SHELL 10" - YELLOW CAP
Yes | DV2393B | 11/05/2015 | TAKE-UP | TAKE-UP MARKETING | MF BP-505-2 ABAM | ANTI-BACTERIAL ALKALINE MEDIA | 5 | 600 | BP-505-2 ANTI-BACTERIAL ALKALINE MEDIA (taiwan) | BP-505-2 ANTI-BACTERIAL ALKALINE MEDIA (taiwan)
Yes | DV2393B | 11/05/2015 | TAKE-UP | TAKE-UP MARKETING | PVC - INS RED_9 | INSIDE REDUCER 2 x 1 | 4 | 69 | ZYPE INSIDE REDUCER 2" x 1" | ZYPE INSIDE REDUCER 2" x 1"
Yes | DV2393B | 11/05/2015 | TAKE-UP | TAKE-UP MARKETING | PVC AP_MPT_1 | AP MALE PATENTE THREADED 1" | 30 | 92 | ZYPE MALE PATENTE THREADED 1" | ZYPE MALE PATENTE THREADED 1"
Yes | DV2393B | 11/05/2015 | TAKE-UP | TAKE-UP MARKETING | CARTRIDGE_EMP 3S EWF-100B | 3-STAGE WATER FILTER EWF -100B W/OUT KIT-FITTINGS | 1 | 1600 | EMPRESS EWF-100B T3S 10" w/OUT KIT FITTINGS | EMPRESS EWF-100B T3S 10" w/OUT KIT FITTINGS
Yes | DV2393B | 11/05/2015 | TAKE-UP | TAKE-UP MARKETING | ACCS_HEAT | HEAT GUN AP1600W model | 10 | 520 | HEAT GUN AP1600W model | HEAT GUN AP1600W model
Yes | DV2393B | 11/05/2015 | TAKE-UP | TAKE-UP MARKETING | PUMP-APC 1 | AUTOMATIC PUMP CONTROL (MAC 03) | 2 | 1500 | MAZAKI AUTOMATIC PUMP CONTROL (MAC 03) | MAZAKI AUTOMATIC PUMP CONTROL (MAC 03)
Yes | DV2393B | 11/05/2015 | TAKE-UP | TAKE-UP MARKETING | PUMP-APC 2 | AUTOMATIC PRESS CONTROL (MAC 02) | 2 | 1500 | MAZAKI AUTOMATIC PRESS CONTROL (MAC 02) | MAZAKI AUTOMATIC PRESS CONTROL (MAC 02)
Yes | DV2393B | 11/05/2015 | TAKE-UP | TAKE-UP MARKETING | FIL NB WP5 - 10SL | PUREGEN 10SL - WP 5 MICRON | 50 | 50 | #N/A | PUREGEN 10SL - WP 5 MICRON
Yes | DV2394B | 11/05/2015 | DENALVI | DENALVI WATER MART | PVC AP_TEE PLN_3/4 | AP TEE PLAIN 3/4" | 2 | 18 | ZYPE TEE PLAIN 3/4" | ZYPE TEE PLAIN 3/4"
Yes | DV2394B | 11/05/2015 | DENALVI | DENALVI WATER MART | PVC - BVALVE 3/4 | BALL VALVE 3/4 | 2 | 74 | #N/A | BALL VALVE 3/4
Yes | DV2394B | 11/05/2015 | DENALVI | DENALVI WATER MART | PVC AP_PTN PLN_3/4 | AP PATENTE PLAIN 3/4" | 2 | 52 | ZYPE PATENTE PLAIN 3/4" | ZYPE PATENTE PLAIN 3/4"
Yes | DV2394B | 11/05/2015 | DENALVI | DENALVI WATER MART | FIL HYDRO 20SL CBF(WO) | HYDROSEP 20SL - CARBON Block (w/O net inside) | 1 | 750 | HYDROSEP 20SL - CBF (carbon block filter) W/O NET | HYDROSEP 20SL - CBF (carbon block filter) W/O NET
Yes | DV2395BG | 11/05/2015 | DENALVI | DENALVI WATER MART | GAL_SEAL SMALL | SMALL CAP SEAL | 1 | 130 | #N/A | SMALL CAP SEAL
Yes | DV2395BG | 11/05/2015 | DENALVI | DENALVI WATER MART | GAL_SEAL FCT | FAUCET SEAL | 2 | 180 | #N/A | FAUCET SEAL
Yes | DV2396B | 11/05/2015 | MANTE | MS. SOLAIDA L. MANTE | PUMP-APC 1 | AUTOMATIC PUMP CONTROL (MAC 03) | 1 | 1500 | MAZAKI AUTOMATIC PUMP CONTROL (MAC 03) | MAZAKI AUTOMATIC PUMP CONTROL (MAC 03)
Yes | DV2397B | 11/05/2015 | FILTERCHEM | FILTERCHEM INC. | FIL WC 20SLPP | WATERCHECK 20SL - 10 MICRON | 6 | 65 | #N/A | WATERCHECK 20SL - 10 MICRON
Yes | DV2398B | 11/05/2015 | AQUASERV - BAGBAGIN | AQUASERV - BAGBAGIN | ACCS_FLSN | FLOAT SWITCH-NEW 3m. | 2 | 380 | WLS-1 FLOAT SWITCH-NEW 3m. | WLS-1 FLOAT SWITCH-NEW 3m.
Yes | DV2399B | 11/05/2015 | PELIAS | MS. JOSSETTE G. PELIAS | FIL HYDRO 10SL CBF | HYDROSEP 10SL - CBF | 2 | 275 | #N/A | HYDROSEP 10SL - CBF
Yes | DV2399B | 11/05/2015 | PELIAS | MS. JOSSETTE G. PELIAS | FIL HYDRO 10PP_1 | HYDROSEP 10SL - 5 MICRON | 10 | 50 | #N/A | HYDROSEP 10SL - 5 MICRON
Yes | DV2399B | 11/05/2015 | PELIAS | MS. JOSSETTE G. PELIAS | FIL PRIME CBF20SL | PURE PRIME 20SL - CARBON Filter | 2 | 300 | PURE PRIME 20SL - CARBON Filter | PURE PRIME 20SL - CARBON Filter
Yes | DV2399B | 11/05/2015 | PELIAS | MS. JOSSETTE G. PELIAS | FIL WC 20SL-CBF | WATERCHECK 20SL - CBF Carbon Block Filter | 3 | 280 | WATERCHECK 20SL - CBF (carbon block filter) | WATERCHECK 20SL - CBF (carbon block filter)
Yes | DV2399B | 11/05/2015 | PELIAS | MS. JOSSETTE G. PELIAS | TTOP_ACCS | TABLE TOP FAUCET w/ TUBE & KNOTS SET | 2 | 0 | #N/A | TABLE TOP FAUCET w/ TUBE & KNOTS SET
Yes | DV2399B | 11/05/2015 | PELIAS | MS. JOSSETTE G. PELIAS | TTOP_3BLUE | TABLE TOP BODY BLUE w/ PANEL (new design) | 2 | 215 | #N/A | TABLE TOP BODY BLUE w/ PANEL (new design)
Yes | DV2399B | 11/05/2015 | PELIAS | MS. JOSSETTE G. PELIAS | ACCS_FS | FOOTSWITCH | 1 | 450 | SFMP-1 FOOT SWITCH | SFMP-1 FOOT SWITCH
Yes | DV2401B | 11/05/2015 | TABUZO | MR. BONG TABUZO | FIL WC 20SL-CBF | WATERCHECK 20SL - CBF | 1 | 350 | #N/A | WATERCHECK 20SL - CBF
Yes | DV2401B | 11/05/2015 | TABUZO | MR. BONG TABUZO | FIL WC 20SLPP | WATERCHECK 20SL - 5 MICRON | 1 | 100 | #N/A | WATERCHECK 20SL - 5 MICRON
Yes | DV2402B | 11/05/2015 | AMIDA, SHERYL | MS. SHERYL AMIDA | FIL EPM 10SL | PENTEK EPM - 10SL | 24 | 300 | PENTEK EPM - 10SLIM | PENTEK EPM - 10SLIM
Yes | DV2403B | 11/05/2015 | VILLAS B. | BERNARD VILLAS | FIL HYDRO 20 PP_1 | HYDROSEP 20SL - 5 MICRON | 4 | 100 | #N/A | HYDROSEP 20SL - 5 MICRON
Yes | DV2403B | 11/05/2015 | VILLAS B. | BERNARD VILLAS | FIL HYDRO 20 PP_1 | HYDROSEP 20SL - 10 MICRON | 6 | 100 | #N/A | HYDROSEP 20SL - 10 MICRON
Yes | DV2403B | 11/05/2015 | VILLAS B. | BERNARD VILLAS | FIL EP 20SL | PENTEK EP - 20 SLIM | 4 | 520 | PENTEK EP - 20 SLIM | PENTEK EP - 20 SLIM
Yes | DV2404B | 11/05/2015 | VITALITE EM | VITALITE EMPLOYEE / PERSONAL | FIL PRIME10SL-PP5 | PURE PRIME 10SL - 5 MICRON | 3 | 45 | PURE PRIME 10SL - 5 MICRON | PURE PRIME 10SL - 5 MICRON
Yes | DV2405B | 11/05/2015 | SALAO A. | ALAIN SALAO | FIL PRIME CBF20SL | PURE PRIME 20SL - CARBON Filter | 1 | 350 | PURE PRIME 20SL - CARBON Filter | PURE PRIME 20SL - CARBON Filter
Yes | DV2406B | 11/06/2015 | MANTE | MS. SOLAIDA L. MANTE | UV LAMP 8GPM (AB) | ULTRA VIOLET LAMP 8 GPM - (aqua-b) | 1 | 1500 | ULTRA VIOLET AQUA-B LAMP 8 GPM (30W) | ULTRA VIOLET AQUA-B LAMP 8 GPM (30W)
Yes | DV2406B | 11/06/2015 | MANTE | MS. SOLAIDA L. MANTE | PVC - F.V.A | FORMOSA VINYL ADHESIVE | 1 | 180 | FORMOSA VINYL ADHESIVE 410g | FORMOSA VINYL ADHESIVE 410g
Yes | DV2406B | 11/06/2015 | MANTE | MS. SOLAIDA L. MANTE | ACCS_BRAC ST | BRACKET STEEL TAIWAN (new) | 3 | 60 | BRACKET STEEL TAIWAN (NEW) | BRACKET STEEL TAIWAN (NEW)
Yes | DV2406B | 11/06/2015 | MANTE | MS. SOLAIDA L. MANTE | PVC AP_MPT_3/4 | AP MALE PATENTE THREADED 3/4" | 4 | 70 | ZYPE MALE PATENTE THREADED 3/4" | ZYPE MALE PATENTE THREADED 3/4"
Yes | DV2406B | 11/06/2015 | MANTE | MS. SOLAIDA L. MANTE | PRE VALVE 3/4 SAN | SOLENOID VALVE 3/4" BRASS SANLIXIN | 2 | 1600 | SOLENOID VALVE 3/4" BRASS SANLIXIN | SOLENOID VALVE 3/4" BRASS SANLIXIN
Yes | DV2407B | 11/06/2015 | AQUAMEGA-DAPITAN | AQUAMEGA-DAPITAN | HOSE 10 X 6.5 B | HOSE 10 x 6.5mm. BLUE color | 3 | 85 | TPUCO HOSE 10 x 6.5 mm. BLUE color (100 meter/roll) | TPUCO HOSE 10 x 6.5 mm. BLUE color (100 meter/roll)
Yes | DV2408B | 11/06/2015 | HOPEWELL | HOPEWELL PURIFIED WATER | MF SSALT CLARO | CLARO VIDA SOLAR SALT (50kgs.) | 1 | 500 | CLARO VIDA SOLAR SALT (50kgs.) | CLARO VIDA SOLAR SALT (50kgs.)
Yes | DV2409B | 11/06/2015 | LUXURY | LUXURY SPRING |  | AUTOMATIC PRESS CONTROL (MAC 02) | 1 | 0 | MAZAKI AUTOMATIC PRESS CONTROL (MAC 02) | MAZAKI AUTOMATIC PRESS CONTROL (MAC 02)
Yes | DV2410B | 11/06/2015 | VICTORIANO, LESTHER | LESTHER VICTORIANO | ACCS_LITG AD16 | GANGBO LED LIGHT GREEN (AD11) | 2 | 150 | AD105-22D/S31 GOCHENG LED LIGHT GREEN (AD16) | AD105-22D/S31 GOCHENG LED LIGHT GREEN (AD16)
Yes | DV2410B | 11/06/2015 | VICTORIANO, LESTHER | LESTHER VICTORIANO | ACCS_SPNR SL C | SPANNER WRENCH SLIM 20" CHINA | 1 | 60 | (zero price) SPANNER WRENCH SLIM 20" CHINA (BLACK) | (zero price) SPANNER WRENCH SLIM 20" CHINA (BLACK)
Yes | DV2410B | 11/06/2015 | VICTORIANO, LESTHER | LESTHER VICTORIANO | ACCS_SPNR SL T | SPANNER WRENCH SLIM 20" TAIWAN | 1 | 100 | (zero price) SPANNER WRENCH SLIM 20" TAIWAN (BLACK) | (zero price) SPANNER WRENCH SLIM 20" TAIWAN (BLACK)
Yes | DV2410B | 11/06/2015 | VICTORIANO, LESTHER | LESTHER VICTORIANO | FIL HYDRO 20 PP_1 | HYDROSEP 20SL -1 MICRON | 2 | 95 | #N/A | HYDROSEP 20SL -1 MICRON
Yes | DV2410B | 11/06/2015 | VICTORIANO, LESTHER | LESTHER VICTORIANO | FIL HYDRO 20SL CBF(WO) | HYDROSEP 20SL - CARBON Block (w/O net inside) | 2 | 550 | HYDROSEP 20SL - CBF (carbon block filter) W/O NET | HYDROSEP 20SL - CBF (carbon block filter) W/O NET
Yes | DV2411B | 11/06/2015 | PURE F | PUREFLOW WATER SYSTEMS, INC. | SP_FSPC1/2" | FITTING STAINLESS SPC 1/2" (4x7.5) m. str. Thread | 1 | 80 | FITTING STAINLESS SPC 1/2" (4x7.5) male straight | FITTING STAINLESS SPC 1/2" (4x7.5) male straight
Yes | DV2412B | 11/06/2015 | WEST LINE | BIG MICHAEL GENERAL MDSE. | MEM_UFS(2100B) | FM CLASSIC UF SYSTEM 2100B model | 1 | 6800 | FM CLASSIC UF SYSTEM 2100B model | FM CLASSIC UF SYSTEM 2100B model
Yes | DV2413B | 11/06/2015 | AQUA CHELLE | AQUA CHELLE | FIL PRIME CBF20SL | PURE PRIME 20SL - CARBON Filter | 1 | 350 | PURE PRIME 20SL - CARBON Filter | PURE PRIME 20SL - CARBON Filter
Yes | DV2413B | 11/06/2015 | AQUA CHELLE | AQUA CHELLE | FIL PRIME20SL-PP5 | PURE PRIME 20SL - 5 MICRON | 1 | 100 | PURE PRIME 20SL - 5 MICRON | PURE PRIME 20SL - 5 MICRON
Yes | DV2413B | 11/06/2015 | AQUA CHELLE | AQUA CHELLE | FIL WC 10SL-CBF | WATERCHECK 10SL - CBF | 1 | 250 | #N/A | WATERCHECK 10SL - CBF
Yes | DV2414B | 11/06/2015 | AEROASIA | MEDCONASIA INCORPORATED | PUMP ATS1000 | AQUA TEDELA ATS-1000 1.3hp (1kw) | 1 | 4100 | AQUA TEDELA ATS-1000 1.3hp (1kw) | AQUA TEDELA ATS-1000 1.3hp (1kw)
Yes | DV2414B | 11/06/2015 | AEROASIA | MEDCONASIA INCORPORATED | ACCS_STSB | STRAINER H 2807 | 2 | 0 | #N/A | STRAINER H 2807
Yes | DV2414B | 11/06/2015 | AEROASIA | MEDCONASIA INCORPORATED | ACCS_RTUBE | RISER TUBE ONLY (10x54) | 2 | 0 | RISER TUBE for 10 x 54 FRP | RISER TUBE for 10 x 54 FRP
Yes | DV2414B | 11/06/2015 | AEROASIA | MEDCONASIA INCORPORATED | FRP 1054 WV_1 | FRP TANK 10" x 54" WAVE CYBER BEIGE color | 1 | 2500 | (bdle) FRP TANK 10" x 54" (-2.5T) WAVE CYBER BEIGE color w/ ACCS. | (bdle) FRP TANK 10" x 54" (-2.5T) WAVE CYBER BEIGE color w/ ACCS.
Yes | DV2414B | 11/06/2015 | AEROASIA | MEDCONASIA INCORPORATED | FRP 1354 WC | FRP TANK 13" x 54" WAVE CYBER BEIGE (2.5") | 1 | 4200 | (bdle) FRP TANK 13" x 54" (-2.5T) WAVE CYBER BEIGE color w/ ACCS. | (bdle) FRP TANK 13" x 54" (-2.5T) WAVE CYBER BEIGE color w/ ACCS.
Yes | DV2416B | 11/06/2015 | ANG B | BETTY ANG | PRE PS HIGH | PRESSURE SWITCH HIGH BLACK | 1 | 450 | PRESSURE SWITCH HIGH BLACK | PRESSURE SWITCH HIGH BLACK
Yes | DV2416B | 11/06/2015 | ANG B | BETTY ANG | JACO C-1044 | JACO C-1044 1/4"x1/4" male straight conn. (china) | 2 | 60 | JACO C-1044 - 1/4mm x 1/4" male straight connector (china) | JACO C-1044 - 1/4mm x 1/4" male straight connector (china)
Yes | DV2417B | 11/06/2015 | AQUALIPURE | AQUALIPURE- Caloocan | HOSE J1/2 | JOHN GUEST HOSE 1/2" WHITE color | 1 | 120 | JOHN GUEST HOSE 1/2" WHITE color (75 meter/roll) | JOHN GUEST HOSE 1/2" WHITE color (75 meter/roll)
Yes | DV2417B | 11/06/2015 | AQUALIPURE | AQUALIPURE- Caloocan | SP_CONN E10 | PUSH FITTING SPE 10 - 04 (10mm.x1/2) tee plain | 1 | 90 | PUSH FITTING SPE 10 - 04 (10mm.x1/2) tee plain | PUSH FITTING SPE 10 - 04 (10mm.x1/2) tee plain
Yes | DV2418B | 11/06/2015 | SOLAR ICE | SOLAR ICE ENTERPRISES | UV LAMP 1 | ULTRA VIOLET LAMP 1 GPM | 1 | 800 | ULTRA VIOLET WONDER LAMP 1 GPM (10W) | ULTRA VIOLET WONDER LAMP 1 GPM (10W)
Yes | DV2418B | 11/06/2015 | SOLAR ICE | SOLAR ICE ENTERPRISES | FIL WC 10SL-CBF | WATERCHECK 10SL - CBF Carbon Block Filter | 5 | 130 | WATERCHECK 10SL - CBF (carbon block filter) | WATERCHECK 10SL - CBF (carbon block filter)
Yes | DV2418B | 11/06/2015 | SOLAR ICE | SOLAR ICE ENTERPRISES | HOUSING EMP SCH_10 | EMPRESS SLIM CLEAR HOUSING 10SL npt 1/4" | 2 | 350 | EMPRESS SLIM CLEAR HOUSING 10" npt 1/4" | EMPRESS SLIM CLEAR HOUSING 10" npt 1/4"
Yes | DV2418B | 11/06/2015 | SOLAR ICE | SOLAR ICE ENTERPRISES | UV QUART1 | ULTRA VIOLET QUARTZSLEEVE 1 GPM (D22.5*250mm) | 1 | 200 | ULTRA VIOLET WONDER QUARTZSLEEVE 1 GPM (10") | ULTRA VIOLET WONDER QUARTZSLEEVE 1 GPM (10")
Yes | DV2419B | 11/06/2015 | AQUAMEGA | AQUAMEGA - KARUHATAN | PVC AP_COUP TRD_1/2 | AP COUPLING THREADED 1/2" | 4 | 7 | ZYPE COUPLING THREADED 1/2" | ZYPE COUPLING THREADED 1/2"
Yes | DV2419B | 11/06/2015 | AQUAMEGA | AQUAMEGA - KARUHATAN | PVC AP_TEE PLN_1/2 | AP TEE PLAIN 1/2" | 6 | 12 | ZYPE TEE PLAIN 1/2" | ZYPE TEE PLAIN 1/2"
Yes | DV2419B | 11/06/2015 | AQUAMEGA | AQUAMEGA - KARUHATAN | PVC AP_PTN PLN_1/2 | AP PATENTE PLAIN 1/2" | 6 | 34 | ZYPE PATENTE PLAIN 1/2" | ZYPE PATENTE PLAIN 1/2"
Yes | DV2420B | 11/06/2015 | CASTILLO R | ROBERTO CASTILLO | HOSE J1/2 B | JOHN GUEST HOSE 1/2" BLUE color | 3 | 120 | JOHN GUEST HOSE 1/2" BLUE color (75 meter/roll) | JOHN GUEST HOSE 1/2" BLUE color (75 meter/roll)
Yes | DV2420B | 11/06/2015 | CASTILLO R | ROBERTO CASTILLO | HOSE 108_1 | HOSE 10 x 8 mm. BLUE color | 3 | 80 | TPUCO HOSE 10 x 8 mm. BLUE color (100 meter/roll) | TPUCO HOSE 10 x 8 mm. BLUE color (100 meter/roll)
Yes | DV2420B | 11/06/2015 | CASTILLO R | ROBERTO CASTILLO | FIL PRIME CBF10BB | PURE PRIME 10BB - CARBON Filter | 1 | 550 | PURE PRIME 10BB - CARBON Filter | PURE PRIME 10BB - CARBON Filter
Yes | DV2420B | 11/06/2015 | CASTILLO R | ROBERTO CASTILLO | FIL HYDRO 10BB-PP | HYDROSEP 10BB - 5 MICRON | 1 | 350 | #N/A | HYDROSEP 10BB - 5 MICRON
Yes | DV2420B | 11/06/2015 | CASTILLO R | ROBERTO CASTILLO | FIL HYDRO 20 PP_1 | HYDROSEP 20SL - 10 MICRON | 1 | 100 | #N/A | HYDROSEP 20SL - 10 MICRON
Yes | DV2420B | 11/06/2015 | CASTILLO R | ROBERTO CASTILLO | FIL HYDRO 20 PP_1 | HYDROSEP 20SL - 5 MICRON | 1 | 100 | #N/A | HYDROSEP 20SL - 5 MICRON
Yes | DV2420B | 11/06/2015 | CASTILLO R | ROBERTO CASTILLO | FIL HYDRO 20 PP_1 | HYDROSEP 20SL - 1 MICRON | 1 | 100 | #N/A | HYDROSEP 20SL - 1 MICRON
Yes | DV2420B | 11/06/2015 | CASTILLO R | ROBERTO CASTILLO | MF MNGS ZEO | MANGANESE ZEOLITE 30 kgs. | 1 | 2800 | MANGANESE ZEOLITE 30 kgs. | MANGANESE ZEOLITE 30 kgs.
Yes | DV2421B | 11/06/2015 | AEROASIA | MEDCONASIA INCORPORATED | PUMP ATS550 | AQUA TEDELA ATS-550 3/4hp (0.55kw) | 4 | 3610 | AQUA TEDELA ATS-550 3/4hp (0.55kw) | AQUA TEDELA ATS-550 3/4hp (0.55kw)
Yes | DV2421B | 11/06/2015 | AEROASIA | MEDCONASIA INCORPORATED | PVC - INS RED_13 | INSIDE REDUCER 2*1/2 x 2 | 2 | 40 | #N/A | INSIDE REDUCER 2*1/2 x 2
Yes | DV2421B | 11/06/2015 | AEROASIA | MEDCONASIA INCORPORATED | PVC AP_MALE A_2 | AP MALE ADAPTOR 2" | 1 | 72 | ZYPE MALE ADAPTOR 2" | ZYPE MALE ADAPTOR 2"
Yes | DV2421B | 11/06/2015 | AEROASIA | MEDCONASIA INCORPORATED | PUMP CHLF2-40 | CNP Horizontal Pump CHLF2-40 (1.5hp) 1.1kw. 1PH | 1 | 8360 | CNP HORIZONTAL Pump CHLF 2-40 (1.5hp) 1.1kw - 1PH | CNP HORIZONTAL Pump CHLF 2-40 (1.5hp) 1.1kw - 1PH
Yes | DV2421B | 11/06/2015 | AEROASIA | MEDCONASIA INCORPORATED | PVC - INS RED_9 | INSIDE REDUCER 2 x 1 | 1 | 81 | ZYPE INSIDE REDUCER 2" x 1" | ZYPE INSIDE REDUCER 2" x 1"
Yes | DV2421B | 11/06/2015 | AEROASIA | MEDCONASIA INCORPORATED | PVC AP_PTN PLN_2 | AP PATENTE PLAIN 2" | 2 | 273 | ZYPE PATENTE PLAIN 2" | ZYPE PATENTE PLAIN 2"
Yes | DV2421B | 11/06/2015 | AEROASIA | MEDCONASIA INCORPORATED | PVC AP_TEE PLN_2 | AP TEE PLAIN 2" | 1 | 146 | ZYPE TEE PLAIN 2" | ZYPE TEE PLAIN 2"
Yes | DV2421B | 11/06/2015 | AEROASIA | MEDCONASIA INCORPORATED | PVC AP_90ELB PLN_2 | AP 90° ELBOW PLAIN 2" | 8 | 87 | ZYPE 90° ELBOW PLAIN 2" | ZYPE 90° ELBOW PLAIN 2"
Yes | DV2421B | 11/06/2015 | AEROASIA | MEDCONASIA INCORPORATED | PVC AP_MALE A_2*1/2 | AP MALE ADAPTOR 2*1/2" | 2 | 275 | ZYPE MALE ADAPTOR 2*1/2" | ZYPE MALE ADAPTOR 2*1/2"
Yes | DV2421B | 11/06/2015 | AEROASIA | MEDCONASIA INCORPORATED | PVC - P2 | PIPE 2" | 1 | 920 | ZYPE PIPE 2" | ZYPE PIPE 2"
Yes | DV2421B | 11/06/2015 | AEROASIA | MEDCONASIA INCORPORATED | PRE FM110 Z-5065 | FLOWMETER TUBE 110 GPM (Z-5065) | 1 | 3865 | FLOWMETER TUBE 110 GPM (AQUA Z-5065) - 2*1/2" female thread | FLOWMETER TUBE 110 GPM (AQUA Z-5065) - 2*1/2" female thread
Yes | DV2422BG | 11/06/2015 | CASTILLO R | ROBERTO CASTILLO | GAL_SML FCT | FAUCET FOR SLIM CONTAINER GREEN color | 20 | 25 | FAUCET FOR SLIM CONTAINER GREEN color | FAUCET FOR SLIM CONTAINER GREEN color
Yes | DV2423B | 11/06/2015 | AMIDA, SHERYL | MS. SHERYL AMIDA | FIL WC 10SL-PP | WATERCHECK 10SL -1 MICRON | 2 | 35 | #N/A | WATERCHECK 10SL -1 MICRON
Yes | DV2423B | 11/06/2015 | AMIDA, SHERYL | MS. SHERYL AMIDA | FIL WC 10SL-CBF | WATERCHECK 10SL - CBF | 4 | 130 | #N/A | WATERCHECK 10SL - CBF
Yes | DV2424B | 11/06/2015 | AQUAMEGA - MARILAO | AQUAMEGA - MARILAO | ACCS_BRAC ST | BRACKET STEEL TAIWAN (new) | 1 | 0 | BRACKET STEEL TAIWAN (NEW) | BRACKET STEEL TAIWAN (NEW)
Yes | DV2424B | 11/06/2015 | AQUAMEGA - MARILAO | AQUAMEGA - MARILAO | ACCS_SCREW1 | SCREW for SL HOUSING | 4 | 0 | SCREW FOR SL HOUSING | SCREW FOR SL HOUSING
Yes | DV2424B | 11/06/2015 | AQUAMEGA - MARILAO | AQUAMEGA - MARILAO | HOUSING SBHC_2 | SLIM BLUE HOUSING 20" npt 3/4" China (CH20-40) | 1 | 750 | (bdle) SLIM BLUE HOUSING 20" npt 3/4" CHINA (CH20-40) w/ ACCS. | (bdle) SLIM BLUE HOUSING 20" npt 3/4" CHINA (CH20-40) w/ ACCS.
Yes | DV2424B | 11/06/2015 | AQUAMEGA - MARILAO | AQUAMEGA - MARILAO | ACCS_AP1200 | HEAT GUN AP1200W model | 2 | 850 | HEAT GUN AP1200W model | HEAT GUN AP1200W model
Yes | DV2424B | 11/06/2015 | AQUAMEGA - MARILAO | AQUAMEGA - MARILAO | FCET_GOOSE | GOOSENECK FAUCET ONLY | 2 | 250 | FF-800 GOOSENECK FAUCET ONLY | FF-800 GOOSENECK FAUCET ONLY
Yes | DV2424B | 11/06/2015 | AQUAMEGA - MARILAO | AQUAMEGA - MARILAO | JACO(Z-1088) | JACO Z-1088 1/2"x1/2" male straight conn. (taiwan) | 7 | 100 | JACO Z-1088 - 1/2mm x 1/2" male straight connector (taiwan) | JACO Z-1088 - 1/2mm x 1/2" male straight connector (taiwan)
Yes | DV2424B | 11/06/2015 | AQUAMEGA - MARILAO | AQUAMEGA - MARILAO | UV LAMP 6GPM (AB) | ULTRA VIOLET LAMP 6 GPM - (aqua-b) | 2 | 1600 | ULTRA VIOLET AQUA-B LAMP 6 GPM (23W) | ULTRA VIOLET AQUA-B LAMP 6 GPM (23W)
Yes | DV2424B | 11/06/2015 | AQUAMEGA - MARILAO | AQUAMEGA - MARILAO | UV BALLAST REP6 | ULTRA VIOLET BALLAST 6-12 GPM (automatic control) | 1 | 2100 | ULTRA VIOLET WONDER BALLAST 6-12 GPM | ULTRA VIOLET WONDER BALLAST 6-12 GPM
Yes | DV2425B | 11/06/2015 | ANG B | BETTY ANG | PRE PS HIGH | PRESSURE SWITCH HIGH BLACK | 1 | 450 | PRESSURE SWITCH HIGH BLACK | PRESSURE SWITCH HIGH BLACK
Yes | DV2425B | 11/06/2015 | ANG B | BETTY ANG | JACO C-1044 | JACO C-1044 1/4"x1/4" male straight conn. (china) | 2 | 60 | JACO C-1044 - 1/4mm x 1/4" male straight connector (china) | JACO C-1044 - 1/4mm x 1/4" male straight connector (china)
Yes | DV2426B | 11/06/2015 | MANNY | MR. MANNY RODRIGUEZ | MF RESIN H-C100E | RESIN H-C 100E (new) (PROMO-SALE) | 2 | 900 | #N/A | RESIN H-C 100E (new) (PROMO-SALE)
Yes | DV2426B | 11/06/2015 | MANNY | MR. MANNY RODRIGUEZ | MF MNGS ZEO | MANGANESE ZEOLITE 30 kgs. (PROMO-SALE) | 1 | 1560 | #N/A | MANGANESE ZEOLITE 30 kgs. (PROMO-SALE)
Yes | DV2427B | 11/06/2015 | MANNY | MR. MANNY RODRIGUEZ | PVC AP_90ELB PLN_1 | AP 90° ELBOW PLAIN 1" | 4 | 23 | ZYPE 90° ELBOW PLAIN 1" | ZYPE 90° ELBOW PLAIN 1"
Yes | DV2427B | 11/06/2015 | MANNY | MR. MANNY RODRIGUEZ | PVC AP_MALE A_1 | AP MALE ADAPTOR 1" | 3 | 22 | ZYPE MALE ADAPTOR 1" | ZYPE MALE ADAPTOR 1"
Yes | DV2427B | 11/06/2015 | MANNY | MR. MANNY RODRIGUEZ | PVC AP_COUP TRD_1 | AP COUPLING THREADED 1" | 2 | 18 | ZYPE COUPLING THREADED 1" | ZYPE COUPLING THREADED 1"
Yes | DV2427B | 11/06/2015 | MANNY | MR. MANNY RODRIGUEZ | PVC AP_PTN PLN_1 | AP PATENTE PLAIN 1" | 2 | 98 | ZYPE PATENTE PLAIN 1" | ZYPE PATENTE PLAIN 1"
Yes | DV2427B | 11/06/2015 | MANNY | MR. MANNY RODRIGUEZ | ACCS_FLCR | RADAR FLUID LEVEL CONTROLLER | 1 | 280 | ST-70AB RADAR FLUID LEVEL CONTROLLER | ST-70AB RADAR FLUID LEVEL CONTROLLER
Yes | DV2428B | 11/06/2015 | MANNY | MR. MANNY RODRIGUEZ | MF RESIN H-C100E | RESIN H-C 100E (new) | 4 | 900 | HI-GRADE RESIN H-C 100E | HI-GRADE RESIN H-C 100E
Yes | DV2429B | 11/06/2015 | ANGLO | ANGLO HARDWARE & PAINT CENTER | FIL HYDRO 20BB | HYDROSEP 20BB - CARBON block filter | 1 | 1500 | HYDROSEP 20BB - CBF (carbon block filter) | HYDROSEP 20BB - CBF (carbon block filter)
Yes | DV2431B | 11/06/2015 | FINE PURE | FINE PURE WATER STATION | PRE PG 350 CLAMP | PRESSURE GAUGE 350 PSI - CLAMP | 1 | 500 | PRESSURE GAUGE 350 PSI - CLAMP | PRESSURE GAUGE 350 PSI - CLAMP
Yes | DV2431B | 11/06/2015 | FINE PURE | FINE PURE WATER STATION | PRE PG150-3" | PRESSURE GAUGE 150 PSI - SIDE MOUNTED 3" | 1 | 500 | PRESSURE GAUGE 150 PSI - SIDE MOUNTED 3"Ø | PRESSURE GAUGE 150 PSI - SIDE MOUNTED 3"Ø
Yes | DV2432B | 11/06/2015 | WRI | WRI | PRE VALVE 1/2 SAN | SOLENOID VALVE 1/2" BRASS SANLIXIN - 10kg. | 1 | 1600 | SOLENOID VALVE 1/2" BRASS SANLIXIN (10kg) | SOLENOID VALVE 1/2" BRASS SANLIXIN (10kg)
Yes | DV2433B | 11/06/2015 | FINE PURE | FINE PURE WATER STATION | MF CSF TAIWAN | CAUSTIC SODA TAIWAN | 1 | 1800 | CAUSTIC SODA TAIWAN | CAUSTIC SODA TAIWAN
Yes | DV2433B | 11/06/2015 | FINE PURE | FINE PURE WATER STATION | MF CAA | CITRIC ACID ANHYDROUS USP (CHINA) | 1 | 3300 | CITRIC ACID ANHYDROUS USP (CHINA) | CITRIC ACID ANHYDROUS USP (CHINA)
Yes | DV2434BG | 11/06/2015 | CANUFIN | LORIFE CANUFIN | GAL_BIG CUP | BIG CUP FOR SLIM 5 CONTAINER | 10 | 8 | BIG CUP FOR SLIM 5 CONTAINER | BIG CUP FOR SLIM 5 CONTAINER
Yes | DV2435B | 11/06/2015 | CANUFIN | LORIFE CANUFIN | FIL HYDRO 20SL CBF(WO) | HYDROSEP 20SL - CARBON Block (w/O net inside) | 1 | 550 | HYDROSEP 20SL - CBF (carbon block filter) W/O NET | HYDROSEP 20SL - CBF (carbon block filter) W/O NET
Yes | DV2435B | 11/06/2015 | CANUFIN | LORIFE CANUFIN | ACCS_SPNR SL T | SPANNER WRENCH SLIM 20" TAIWAN | 1 | 150 | (zero price) SPANNER WRENCH SLIM 20" TAIWAN (BLACK) | (zero price) SPANNER WRENCH SLIM 20" TAIWAN (BLACK)
Yes | DV2436B | 11/06/2015 | ALL TRD | ALL TRADE | FIL PRIME20SL-PP10 | PURE PRIME 20SL - 10 MICRON | 10 | 85 | PURE PRIME 20SL - 10 MICRON | PURE PRIME 20SL - 10 MICRON
Yes | DV2436B | 11/06/2015 | ALL TRD | ALL TRADE | FIL PRIME20SL-PP5 | PURE PRIME 20SL - 5 MICRON | 10 | 85 | PURE PRIME 20SL - 5 MICRON | PURE PRIME 20SL - 5 MICRON
Yes | DV2436B | 11/06/2015 | ALL TRD | ALL TRADE | FIL PRIME20SL-PP1 | PURE PRIME 20SL - 1 MICRON | 10 | 85 | PURE PRIME 20SL - 1 MICRON | PURE PRIME 20SL - 1 MICRON
Yes | DV2437B | 11/06/2015 | PASCUAL I | IMELDA PASCUAL | FIL HYDRO 10PP_1 | HYDROSEP 10SL - 5 MICRON | 3 | 80 | #N/A | HYDROSEP 10SL - 5 MICRON
Yes | DV2437B | 11/06/2015 | PASCUAL I | IMELDA PASCUAL | FIL GAC 10SL | WATERCHECK GAC - 10SL | 1 | 250 | #N/A | WATERCHECK GAC - 10SL
Yes | DV2438B | 11/06/2015 | ETHAN | ETHAN WATER c/o OSCAR PADILLA JR. | JACO(Z-1064) | JACO Z-1064 3/8"x1/4" male straight conn. (taiwan) | 2 | 85 | JACO Z-1064 - 3/8mm x 1/4" male straight connector (taiwan) | JACO Z-1064 - 3/8mm x 1/4" male straight connector (taiwan)
Yes | DV2439B | 11/06/2015 | AEROASIA | MEDCONASIA INCORPORATED | MF ACT. CBF PURE8x12 | PURE PRIME ACTIVATED CARBON 8 x 12 | 8 | 2200 | PURE PRIME ACTIVATED CARBON 8 x 12 | PURE PRIME ACTIVATED CARBON 8 x 12
Yes | DV2440B | 11/06/2015 | ZOHREL | ZOHREL ANASTACIO | HOUSING CBP-302-14 GR | TRANSPARENT EMPTY SHELL 10" - GREEN CAP | 1 | 0 | TRANSPARENT EMPTY SHELL 10" - GREEN CAP | TRANSPARENT EMPTY SHELL 10" - GREEN CAP
Yes | DV2440B | 11/06/2015 | ZOHREL | ZOHREL ANASTACIO | MF BP-505-2 ABAM | ANTI-BACTERIAL ALKALINE MEDIA | 1 | 750 | BP-505-2 ANTI-BACTERIAL ALKALINE MEDIA (taiwan) | BP-505-2 ANTI-BACTERIAL ALKALINE MEDIA (taiwan)
Yes | DV2441B | 11/06/2015 | WATER EH | WATER EH | PVC AP_CLAMP_1/2 | AP CLAMP 1/2" | 10 | 14 | ZYPE CLAMP 1/2" | ZYPE CLAMP 1/2"
Yes | DV2441B | 11/06/2015 | WATER EH | WATER EH | PVC AP_CLAMP_3/4 | AP CLAMP 3/4" | 20 | 20 | ZYPE CLAMP 3/4" | ZYPE CLAMP 3/4"
Yes | DV2441B | 11/06/2015 | WATER EH | WATER EH | PVC AP_TEE PLN_3/4 | AP TEE PLAIN 3/4" | 20 | 20 | ZYPE TEE PLAIN 3/4" | ZYPE TEE PLAIN 3/4"
Yes | DV2441B | 11/06/2015 | WATER EH | WATER EH | PVC AP_TEE PLN_1/2 | AP TEE PLAIN 1/2" | 20 | 14 | ZYPE TEE PLAIN 1/2" | ZYPE TEE PLAIN 1/2"
Yes | DV2441B | 11/06/2015 | WATER EH | WATER EH | PVC AP_COUP TRD_1/2 | AP COUPLING THREADED 1/2" | 20 | 8.5 | ZYPE COUPLING THREADED 1/2" | ZYPE COUPLING THREADED 1/2"
Yes | DV2442BG | 11/06/2015 | PRINCESS ARIEL | PRINCESS ARIEL WATER STATION | GAL_SEAL SMALL | SMALL CAP SEAL | 3 | 130 | #N/A | SMALL CAP SEAL
Yes | DV2442BG | 11/06/2015 | PRINCESS ARIEL | PRINCESS ARIEL WATER STATION | GAL_SEAL FCT | FAUCET SEAL | 1 | 180 | #N/A | FAUCET SEAL
Yes | DV2443B | 11/06/2015 | GO JOSEHINE | JOSEPHINE GO | FIL PRIME CBF10SL | PURE PRIME 10SL - CARBON | 1 | 160 | #N/A | PURE PRIME 10SL - CARBON
Yes | DV2443B | 11/06/2015 | GO JOSEHINE | JOSEPHINE GO | FIL HYDRO 10PP_1 | HYDROSEP 10SL -1 MICRON | 2 | 80 | #N/A | HYDROSEP 10SL -1 MICRON
Yes | DV2444B | 11/06/2015 | JAVIER J/ | JENNYLINE JAVIER | CARTRIDGE_11 EUR D2S | EUREKA D2S 10" (dual cartridge) | 1 | 1440 | EUREKA EWPS-2S D2S 10" | EUREKA EWPS-2S D2S 10"
Yes | DV2445B | 11/06/2015 | CRYSTAL G | CRYSTAL G | FIL SF2001 wo/p | PUREGEN 20SL -5 MICRON | 2 | 120 | #N/A | PUREGEN 20SL -5 MICRON
Yes | DV2445B | 11/06/2015 | CRYSTAL G | CRYSTAL G | ACCS_FLCR | RADAR FLUID LEVEL CONTROLLER | 1 | 350 | ST-70AB RADAR FLUID LEVEL CONTROLLER | ST-70AB RADAR FLUID LEVEL CONTROLLER
Yes | DV2446B | 11/06/2015 | AQUA SEVEN | AQUA SEVEN PURUFIED WATER STATION | EWD MITSU 2 | EUREKA MITSUTECH HOT & COLD (MWD-132) big | 1 | 0 | EUREKA MITSUTECH HOT & COLD (MWD-132) | EUREKA MITSUTECH HOT & COLD (MWD-132)
Yes | DV2447B | 11/06/2015 | WATER EH | WATER EH | PVC - COUP_TRD 2" | COUPLING THREADED 2" | 14 | 156 | #N/A | COUPLING THREADED 2"
Yes | DV2447B | 11/06/2015 | WATER EH | WATER EH | PVC - OUT RED_6 | OUTSIDE REDUCER 1*1/2 X 1" | 1 | 34 | #N/A | OUTSIDE REDUCER 1*1/2 X 1"
Yes | DV2447B | 11/06/2015 | WATER EH | WATER EH | PVC AP_TEE PLN_1*1/2 | AP TEE PLAIN 1*1/2" | 2 | 72 | ZYPE TEE PLAIN 1*1/2" | ZYPE TEE PLAIN 1*1/2"
Yes | DV2447B | 11/06/2015 | WATER EH | WATER EH | PVC AP_PTN PLN_1*1/2 | AP PATENTE PLAIN 1*1/2 | 5 | 165 | ZYPE PATENTE PLAIN 1*1/2" | ZYPE PATENTE PLAIN 1*1/2"
Yes | DV2447B | 11/06/2015 | WATER EH | WATER EH | PVC AP_PTN PLN_2 | AP PATENTE PLAIN 2" | 12 | 273 | ZYPE PATENTE PLAIN 2" | ZYPE PATENTE PLAIN 2"
Yes | DV2447B | 11/06/2015 | WATER EH | WATER EH | PVC - BVALVE 2" | BALL VALVE 2" | 2 | 262 | ZYPE BALL VALVE 2" | ZYPE BALL VALVE 2"
Yes | DV2447B | 11/06/2015 | WATER EH | WATER EH | PVC - P2 | PIPE 2" | 6 | 775 | ZYPE PIPE 2" | ZYPE PIPE 2"
Yes | DV2447B | 11/06/2015 | WATER EH | WATER EH | PVC AP_90ELB PLN_2 | AP 90° ELBOW PLAIN 2" | 20 | 87 | ZYPE 90° ELBOW PLAIN 2" | ZYPE 90° ELBOW PLAIN 2"
Yes | DV2447B | 11/06/2015 | WATER EH | WATER EH | VH F74 | RUNXIN HEAD F74 Ai SOFTENER 4" | 1 | 9800 | RUNXIN DIGITAL HEAD F74A1 SOFTENER 4" (10m³/h) | RUNXIN DIGITAL HEAD F74A1 SOFTENER 4" (10m³/h)
Yes | DV2447B | 11/06/2015 | WATER EH | WATER EH | VH F75 | RUNXIN HEAD F75 Ai SEDIMENT 4" | 2 | 9500 | RUNXIN DIGITAL HEAD F75A1 SEDIMENT 4" (10m³/h) | RUNXIN DIGITAL HEAD F75A1 SEDIMENT 4" (10m³/h)
Yes | DV2447B | 11/06/2015 | WATER EH | WATER EH | VH_MANUAL 4" | 4" SIDE MOUNTED CONNECTOR | 3 | 2200 | 4" SIDE MOUNTED CONNECTOR | 4" SIDE MOUNTED CONNECTOR
Yes | DV2448B | 11/06/2015 | AQUALITY | JL DIAL MED TRADING CO. | SP_FSPLF1/4" | FITTING STAINLESS SPLF 1/4" (4x7.5) fm. Elb. Thrd. | 1 | 60 | FITTING STAINLESS SPLF 1/4" (4x7.5) female elbow | FITTING STAINLESS SPLF 1/4" (4x7.5) female elbow
Yes | DV2448B | 11/06/2015 | AQUALITY | JL DIAL MED TRADING CO. | ACCS_RTUBE | RISER TUBE ONLY (10x54) | 1 | 250 | RISER TUBE for 10 x 54 FRP | RISER TUBE for 10 x 54 FRP
Yes | DV2448B | 11/06/2015 | AQUALITY | JL DIAL MED TRADING CO. | ACCS_STS H2810 | STRAINER H 2810 Bottom Distribution (6"-12") | 1 | 300 | STRAINER H 2810 BOTTOM (6"-12") | STRAINER H 2810 BOTTOM (6"-12")
Yes | DV2449B | 11/06/2015 | ANG A. | MR. ANDRES ANG | ACCS_TDS LTHR | TDS METER w/ LEATHER CASE | 1 | 1200 | HM-3 TDS METER w/ LEATHER CASE | HM-3 TDS METER w/ LEATHER CASE
Yes | DV2449B | 11/06/2015 | ANG A. | MR. ANDRES ANG | FIL WC 20BB-PP | WATERCHECK 20BB - 1 MICRON | 2 | 420 | #N/A | WATERCHECK 20BB - 1 MICRON
Yes | DV2449B | 11/06/2015 | ANG A. | MR. ANDRES ANG | FIL WC 20BB-PP | WATERCHECK 20BB - 5 MICRON | 2 | 420 | #N/A | WATERCHECK 20BB - 5 MICRON
Yes | DV2449B | 11/06/2015 | ANG A. | MR. ANDRES ANG | ROM LE | FILMTEC BW30 40 x 40 L.E | 2 | 15000 | FILMTEC BW30 40 x 40 L.E | FILMTEC BW30 40 x 40 L.E
Yes | DV2450BG | 11/06/2015 | ANG A. | MR. ANDRES ANG | GAL_NST CUP | NON-SPILL TYPE for ROUND CONT (half-cap) | 50 | 4 | HALF-CAP NON-SPILL TYPE for ROUND CONT | HALF-CAP NON-SPILL TYPE for ROUND CONT
Yes | DV2450BG | 11/06/2015 | ANG A. | MR. ANDRES ANG | GAL_SML FCT | FAUCET FOR SLIM CONTAINER GREEN color | 20 | 25 | FAUCET FOR SLIM CONTAINER GREEN color | FAUCET FOR SLIM CONTAINER GREEN color
Yes | DV2450BG | 11/06/2015 | ANG A. | MR. ANDRES ANG | GAL_SML CUP | SMALL CUP FOR SLIM CONTAINER | 50 | 3 | SMALL CUP FOR SLIM CONTAINER | SMALL CUP FOR SLIM CONTAINER
Yes | DV2451B | 11/06/2015 | JOEY 2 | MR. JOEY ANGELES | PRE PS HIGH | PRESSURE SWITCH HIGH BLACK | 1 | 400 | PRESSURE SWITCH HIGH BLACK | PRESSURE SWITCH HIGH BLACK
Yes | DV2451B | 11/06/2015 | JOEY 2 | MR. JOEY ANGELES | JACO(Z-7044) | JACO Z-704 1/4" tee conn. (taiwan) | 4 | 60 | JACO Z-704 - 1/4mm union tee connector (taiwan) | JACO Z-704 - 1/4mm union tee connector (taiwan)
Yes | DV2451B | 11/06/2015 | JOEY 2 | MR. JOEY ANGELES | PRE SLC-2 24 | SOLENOID VALVE 1/4' (SLC-2 model) 24v | 1 | 500 | SOLENOID VALVE 1/4" (SLC-2) DC24V 50/60Hz | SOLENOID VALVE 1/4" (SLC-2) DC24V 50/60Hz
Yes | DV2451B | 11/06/2015 | JOEY 2 | MR. JOEY ANGELES | ACCS_TDS LTHR | TDS METER w/ LEATHER CASE | 1 | 900 | HM-3 TDS METER w/ LEATHER CASE | HM-3 TDS METER w/ LEATHER CASE
Yes | DV2453B | 11/07/2015 | PELIAS G. | GETHER PELIAS | FIL WC 10SL-PP | WATERCHECK 10SL - 1 MICRON | 20 | 40 | #N/A | WATERCHECK 10SL - 1 MICRON
Yes | DV2453B | 11/07/2015 | PELIAS G. | GETHER PELIAS | FIL WC 20SLPP | WATERCHECK 20SL - 1 MICRON | 2 | 80 | #N/A | WATERCHECK 20SL - 1 MICRON
Yes | DV2453B | 11/07/2015 | PELIAS G. | GETHER PELIAS | FIL WC 20SLPP | WATERCHECK 20SL - 5 MICRON | 1 | 80 | #N/A | WATERCHECK 20SL - 5 MICRON
Yes | DV2454BG | 11/07/2015 | PELIAS G. | GETHER PELIAS | GAL_BIG CUP | BIG CUP FOR SLIM 5 CONTAINER | 20 | 8 | BIG CUP FOR SLIM 5 CONTAINER | BIG CUP FOR SLIM 5 CONTAINER
Yes | DV2454BG | 11/07/2015 | PELIAS G. | GETHER PELIAS | GAL_SML CUP | SMALL CUP FOR SLIM CONTAINER | 20 | 3 | SMALL CUP FOR SLIM CONTAINER | SMALL CUP FOR SLIM CONTAINER
Yes | DV2455B | 11/07/2015 | FASTMED | FASTMED MAINTENANCE SERVICES | PVC - P1 | PIPE 1" | 4 | 344 | ZYPE PIPE 1" | ZYPE PIPE 1"
Yes | DV2455B | 11/07/2015 | FASTMED | FASTMED MAINTENANCE SERVICES | PVC - P 1x1/2 | PIPE 1*1/2 | 5 | 580 | ZYPE PIPE 1*1/2" | ZYPE PIPE 1*1/2"
Yes | DV2455B | 11/07/2015 | FASTMED | FASTMED MAINTENANCE SERVICES | PVC AP_90ELB PLN_1*1/2 | AP 90° ELBOW PLAIN 1*1/2" | 9 | 55 | ZYPE 90° ELBOW PLAIN 1*1/2" | ZYPE 90° ELBOW PLAIN 1*1/2"
Yes | DV2456B | 11/07/2015 | FINE PURE | FINE PURE WATER STATION | MF CSF TAIWAN | CAUSTIC SODA TAIWAN | 1 | 1800 | CAUSTIC SODA TAIWAN | CAUSTIC SODA TAIWAN
Yes | DV2456B | 11/07/2015 | FINE PURE | FINE PURE WATER STATION | MF CAA | CITRIC ACID ANHYDROUS USP (CHINA) | 1 | 3300 | CITRIC ACID ANHYDROUS USP (CHINA) | CITRIC ACID ANHYDROUS USP (CHINA)
Yes | DV2457B | 11/07/2015 | RESURRECCION | MR. ROBERTO RESURRECCION | MEM_ULP31-4040 | VONTRON MEMBRANE ULP31 - 40 x 40 | 1 | 6500 | VONTRON MEMBRANE ULP31 40 x 40 | VONTRON MEMBRANE ULP31 40 x 40
Yes | DV2459B | 11/07/2015 | PELIAS | MS. JOSSETTE G. PELIAS | PVC - ECAP 1/2 | ENDCAP 1/2" | 2 | 12 | ZYPE END CAP 1/2" | ZYPE END CAP 1/2"
Yes | DV2459B | 11/07/2015 | PELIAS | MS. JOSSETTE G. PELIAS | PUMP ATS370 | AQUA TEDELA ATS-370 1/2hp (0.35kw) | 1 | 3200 | AQUA TEDELA ATS-370 1/2hp (0.35kw) | AQUA TEDELA ATS-370 1/2hp (0.35kw)
Yes | DV2460B | 11/07/2015 | FINE PURE | FINE PURE WATER STATION | FIL PRIME30SL-PP5 | PURE PRIME 30SL - 5 MICRON | 50 | 180 | PURE PRIME 30SL - 5 MICRON | PURE PRIME 30SL - 5 MICRON
Yes | DV2462B | 11/07/2015 | MOUNTAIN | MOUNTAIN KING | FIL HYDRO 20SL CBF(WO) | HYDROSEP 20SL - CARBON Block (w/O net inside) | 2 | 550 | HYDROSEP 20SL - CBF (carbon block filter) W/O NET | HYDROSEP 20SL - CBF (carbon block filter) W/O NET
Yes | DV2462B | 11/07/2015 | MOUNTAIN | MOUNTAIN KING | FIL HYDRO 20 PP_1 | HYDROSEP 20SL - 1 MICRON | 4 | 95 | #N/A | HYDROSEP 20SL - 1 MICRON
Yes | DV2462B | 11/07/2015 | MOUNTAIN | MOUNTAIN KING | FIL HYDRO 20BB-PP | HYDROSEP 20BB - 5 MICRON | 2 | 600 | #N/A | HYDROSEP 20BB - 5 MICRON
Yes | DV2462B | 11/07/2015 | MOUNTAIN | MOUNTAIN KING | FIL HYDRO 20BB-PP | HYDROSEP 20BB - 20 MICRON | 2 | 600 | #N/A | HYDROSEP 20BB - 20 MICRON
Yes | DV2463B | 11/07/2015 | MOUNTAIN | MOUNTAIN KING | FIL HYDRO 20 PP_1 | HYDROSEP 20SL - 1 MICRON | 2 | 95 | #N/A | HYDROSEP 20SL - 1 MICRON
Yes | DV2463B | 11/07/2015 | MOUNTAIN | MOUNTAIN KING | FIL HYDRO 20 PP_1 | HYDROSEP 20SL - 5 MICRON | 2 | 95 | #N/A | HYDROSEP 20SL - 5 MICRON
Yes | DV2464B | 11/07/2015 | MOUNTAIN | MOUNTAIN KING | FIL HYDRO 20 PP_1 | HYDROSEP 20SL - 1 MICRON | 1 | 95 | #N/A | HYDROSEP 20SL - 1 MICRON
Yes | DV2464B | 11/07/2015 | MOUNTAIN | MOUNTAIN KING | FIL HYDRO 20SL CBF(WO) | HYDROSEP 20SL - CARBON Block (w/O net inside) | 1 | 550 | HYDROSEP 20SL - CBF (carbon block filter) W/O NET | HYDROSEP 20SL - CBF (carbon block filter) W/O NET
Yes | DV2465B | 11/07/2015 | AGENT4 | MS. CRISTY | ACCS_SH1205 | STRAINER H-1205 (mushroom) | 100 | 105 | STRAINER H 1205 (mushroom) | STRAINER H 1205 (mushroom)
Yes | DV2466B | 11/07/2015 | LOPEZ K | KENNETH LOPEZ | FIL PRIME CBF10SL | PURE PRIME 10SL - CARBON Filter | 2 | 160 | PURE PRIME 10SL - CARBON Filter | PURE PRIME 10SL - CARBON Filter
Yes | DV2466B | 11/07/2015 | LOPEZ K | KENNETH LOPEZ | FIL PRIME10SL-PP10 | PURE PRIME 10SL - 10 MICRON | 2 | 50 | PURE PRIME 10SL - 10 MICRON | PURE PRIME 10SL - 10 MICRON
Yes | DV2466B | 11/07/2015 | LOPEZ K | KENNETH LOPEZ | FIL PRIME10SL-PP5 | PURE PRIME 10SL - 5 MICRON | 2 | 50 | PURE PRIME 10SL - 5 MICRON | PURE PRIME 10SL - 5 MICRON
Yes | DV2467B | 11/07/2015 | JUNIOR GENITA | JUNIOR GENITA/GMAR | FIL HYDRO 20SL CBF(WO) | HYDROSEP 20SL - CARBON Block (w/O net inside) | 1 | 550 | HYDROSEP 20SL - CBF (carbon block filter) W/O NET | HYDROSEP 20SL - CBF (carbon block filter) W/O NET
Yes | DV2467B | 11/07/2015 | JUNIOR GENITA | JUNIOR GENITA/GMAR | FIL WC 20SLPP | WATERCHECK 20SL - 1 MICRON | 5 | 65 | #N/A | WATERCHECK 20SL - 1 MICRON
Yes | DV2467B | 11/07/2015 | JUNIOR GENITA | JUNIOR GENITA/GMAR | FIL WC 20SLPP | WATERCHECK 20SL - 5 MICRON | 5 | 65 | #N/A | WATERCHECK 20SL - 5 MICRON
Yes | DV2467B | 11/07/2015 | JUNIOR GENITA | JUNIOR GENITA/GMAR | FIL NB WP5 - 10SL | PUREGEN 10SL - WP 5 MICRON | 2 | 50 | #N/A | PUREGEN 10SL - WP 5 MICRON
Yes | DV2468B | 11/07/2015 | NEXT CARE | MEDCORE PLUS | FIL HYDRO 20BB-PP | HYDROSEP 20BB - 5 MICRON | 12 | 750 | #N/A | HYDROSEP 20BB - 5 MICRON
Yes | DV2468B | 11/07/2015 | NEXT CARE | MEDCORE PLUS | FIL WC 20SLPP | WATERCHECK 20SL - 5 MICRON | 5 | 80 | #N/A | WATERCHECK 20SL - 5 MICRON
Yes | DV2468B | 11/07/2015 | NEXT CARE | MEDCORE PLUS | FIL WC 20SLPP | WATERCHECK 20SL - 1 MICRON | 5 | 80 | #N/A | WATERCHECK 20SL - 1 MICRON
Yes | DV2469B | 11/07/2015 | AQUEOUS | AQUEOUS PURIFIED DRINKING WATER | FIL PS1-20C | PENTEK brand 20SL - 1 MICRON | 4 | 180 | #N/A | PENTEK brand 20SL - 1 MICRON
Yes | DV2469B | 11/07/2015 | AQUEOUS | AQUEOUS PURIFIED DRINKING WATER | FIL PS5-20C | PENTEK brand 20SL - 5 MICRON | 4 | 180 | #N/A | PENTEK brand 20SL - 5 MICRON
Yes | DV2469B | 11/07/2015 | AQUEOUS | AQUEOUS PURIFIED DRINKING WATER | FIL WC 10SL-PP | WATERCHECK 10SL - 5 MICRON | 10 | 40 | #N/A | WATERCHECK 10SL - 5 MICRON
Yes | DV2469B | 11/07/2015 | AQUEOUS | AQUEOUS PURIFIED DRINKING WATER | FIL WC 20SLPP | WATERCHECK 20SL - 5 MICRON | 10 | 80 | #N/A | WATERCHECK 20SL - 5 MICRON
Yes | DV2469B | 11/07/2015 | AQUEOUS | AQUEOUS PURIFIED DRINKING WATER | FILAB 20-0.22 | ABSOLUTE FILTER 20SL - 0.2mic. (499mm) | 3 | 1200 | ABSOLUTE FILTER 20SL - 0.2 MICRON (499mm) | ABSOLUTE FILTER 20SL - 0.2 MICRON (499mm)
Yes | DV2470B | 11/07/2015 | JUNIOR GENITA | JUNIOR GENITA/GMAR | FIL WC 10BB-CBF | WATERCHECK 10BB - CBF | 2 | 500 | #N/A | WATERCHECK 10BB - CBF
Yes | DV2470B | 11/07/2015 | JUNIOR GENITA | JUNIOR GENITA/GMAR | FIL WC 20BB-PP | WATERCHECK 20BB - 10 MICRON | 1 | 500 | #N/A | WATERCHECK 20BB - 10 MICRON
Yes | DV2470B | 11/07/2015 | JUNIOR GENITA | JUNIOR GENITA/GMAR | FIL WC 20BB-PP | WATERCHECK 20BB - 5 MICRON | 1 | 500 | #N/A | WATERCHECK 20BB - 5 MICRON
Yes | DV2470B | 11/07/2015 | JUNIOR GENITA | JUNIOR GENITA/GMAR | FIL WC 20BB-CBF | WATERCHECK 20BB - CBF | 2 | 950 | #N/A | WATERCHECK 20BB - CBF
Yes | DV2472B | 11/07/2015 | LAGMAN | MARSHALL LAGMAN | FIL NB WP5 - 10SL | PUREGEN 10SL - WP 5 MICRON | 10 | 80 | #N/A | PUREGEN 10SL - WP 5 MICRON
Yes | DV2473B | 11/07/2015 | FILTRADE | FILTRADE | FIL WC 20SL-CBF | WATERCHECK 20SL - CBF | 1 | 350 | #N/A | WATERCHECK 20SL - CBF
Yes | DV2473B | 11/07/2015 | FILTRADE | FILTRADE | FIL WC 10SL-CBF | WATERCHECK 10SL - CBF | 1 | 150 | #N/A | WATERCHECK 10SL - CBF
Yes | DV2473B | 11/07/2015 | FILTRADE | FILTRADE | FIL WC 10SL-PP | WATERCHECK 10SL - 1 MICRON | 6 | 40 | #N/A | WATERCHECK 10SL - 1 MICRON
Yes | DV2473B | 11/07/2015 | FILTRADE | FILTRADE | FIL WC 20SLPP | WATERCHECK 20SL - 1 MICRON | 6 | 80 | #N/A | WATERCHECK 20SL - 1 MICRON
Yes | DV2474B | 11/07/2015 | HAGIOS | HAGIOS WATER STATION SUPPLIES | HOSE 64 | HOSE 6 X 4 mm. TRANSPARENT color | 2 | 35 | CHINAUST HOSE 6 x 4 mm. TRANSPARENT (200 meter/roll) | CHINAUST HOSE 6 x 4 mm. TRANSPARENT (200 meter/roll)
Yes | DV2475B | 11/07/2015 | ELLI C. | CLAIRE ELLI | FIL PRIME CBF10SL | PURE PRIME 10SL - CARBON Filter | 1 | 160 | PURE PRIME 10SL - CARBON Filter | PURE PRIME 10SL - CARBON Filter
Yes | DV2475B | 11/07/2015 | ELLI C. | CLAIRE ELLI | FIL PRIME10SL-PP5 | PURE PRIME 10SL - 5 MICRON | 1 | 50 | PURE PRIME 10SL - 5 MICRON | PURE PRIME 10SL - 5 MICRON
Yes | DV2476B | 11/07/2015 | ELLI C. | CLAIRE ELLI | FIL PRIME CBF20SL | PURE PRIME 20SL - CARBON Filter | 2 | 300 | PURE PRIME 20SL - CARBON Filter | PURE PRIME 20SL - CARBON Filter
Yes | DV2476B | 11/07/2015 | ELLI C. | CLAIRE ELLI | FIL CCK(UDF20"-B)SL | CCK BLUE PLUMP GAC CARTRIDGE UDF20"-SL | 2 | 350 | CCK BLUE PLUMP GAC CARTRIDGE UDF 20"SL | CCK BLUE PLUMP GAC CARTRIDGE UDF 20"SL
Yes | DV2476B | 11/07/2015 | ELLI C. | CLAIRE ELLI | FIL PRIME20SL-PP5 | PURE PRIME 20SL - 5 MICRON | 2 | 100 | PURE PRIME 20SL - 5 MICRON | PURE PRIME 20SL - 5 MICRON
Yes | DV2477B | 11/07/2015 | VICTORIANO, LESTHER | LESTHER VICTORIANO | ACCS_HEAT | HEAT GUN AP1600W model | 1 | 650 | HEAT GUN AP1600W model | HEAT GUN AP1600W model
Yes | DV2477B | 11/07/2015 | VICTORIANO, LESTHER | LESTHER VICTORIANO | PUMP-APC 1 | AUTOMATIC PUMP CONTROL (MAC 03) | 1 | 1500 | MAZAKI AUTOMATIC PUMP CONTROL (MAC 03) | MAZAKI AUTOMATIC PUMP CONTROL (MAC 03)
Yes | DV2478BG | 11/07/2015 | FERNANDEZ, S. | STEVEN FERNANDEZ | GAL_PSF | PIPESTAND w/ FAUCET FOR ROUND CONT. | 2 | 450 | PIPESTAND w/ FAUCET FOR ROUND CONT. | PIPESTAND w/ FAUCET FOR ROUND CONT.
Yes | DV2479B | 11/07/2015 | WATER EH | WATER EH | PVC - P1/2 | PIPE 1/2 (PUTOL GITNA) | 20 | 119 | #N/A | PIPE 1/2 (PUTOL GITNA)
Yes | DV2479B | 11/07/2015 | WATER EH | WATER EH | PVC - P3/4 | PIPE 3/4 | 14 | 180 | ZYPE PIPE 3/4 | ZYPE PIPE 3/4
Yes | DV2479B | 11/07/2015 | WATER EH | WATER EH | PVC - P1 | PIPE 1" | 6 | 292 | ZYPE PIPE 1" | ZYPE PIPE 1"
Yes | DV2480B | 11/07/2015 | RENE | RENE BOY GENITA | FIL HYDRO 20 PP_1 | HYDROSEP 20SL -1 MICRON | 25 | 90 | #N/A | HYDROSEP 20SL -1 MICRON
Yes | DV2480B | 11/07/2015 | RENE | RENE BOY GENITA | FIL HYDRO 10PP_1 | HYDROSEP 10SL - 20 MICRON | 50 | 50 | #N/A | HYDROSEP 10SL - 20 MICRON
Yes | DV2480B | 11/07/2015 | RENE | RENE BOY GENITA | FIL HYDRO 10PP_1 | HYDROSEP 10SL - 10 MICRON | 50 | 50 | #N/A | HYDROSEP 10SL - 10 MICRON
Yes | DV2480B | 11/07/2015 | RENE | RENE BOY GENITA | FIL HYDRO 10PP_1 | HYDROSEP 10SL - 5 MICRON | 50 | 50 | #N/A | HYDROSEP 10SL - 5 MICRON
Yes | DV2480B | 11/07/2015 | RENE | RENE BOY GENITA | FIL HYDRO 10PP_1 | HYDROSEP 10SL - 1 MICRON | 50 | 50 | #N/A | HYDROSEP 10SL - 1 MICRON
Yes | DV2480B | 11/07/2015 | RENE | RENE BOY GENITA | FIL HYDRO 20 PP_1 | HYDROSEP 20SL - 5 MICRON | 25 | 90 | #N/A | HYDROSEP 20SL - 5 MICRON
Yes | DV2480B | 11/07/2015 | RENE | RENE BOY GENITA | ACCS_HEAT | HEAT GUN AP1600W model | 10 | 550 | HEAT GUN AP1600W model | HEAT GUN AP1600W model
Yes | DV2481B | 11/07/2015 | JLL | JLL FILTRATION EQUIP. INSTALLATION & REPAIR SERVICES | MF SSALT CLARO | CLARO VIDA SOLAR SALT (50kgs.) | 1 | 500 | CLARO VIDA SOLAR SALT (50kgs.) | CLARO VIDA SOLAR SALT (50kgs.)
Yes | DV2481B | 11/07/2015 | JLL | JLL FILTRATION EQUIP. INSTALLATION & REPAIR SERVICES | FIL HYDRO 20SL CBF(WO) | HYDROSEP 20SL - CARBON Block (w/O net inside) | 3 | 550 | HYDROSEP 20SL - CBF (carbon block filter) W/O NET | HYDROSEP 20SL - CBF (carbon block filter) W/O NET
Yes | DV2482B | 11/07/2015 | DE GUZMAN N. | MR. NOEL DE GUZMAN | MF SSALT CLARO | CLARO VIDA SOLAR SALT (50kgs.) | 1 | 500 | CLARO VIDA SOLAR SALT (50kgs.) | CLARO VIDA SOLAR SALT (50kgs.)
Yes | DV2483B | 11/07/2015 | AUSTIN | AUSTIN WATER STATION | PVC AP_DUBV_1 | AP DOUBLE UNION BALL VALVE 1" | 2 | 375 | ZYPE DOUBLE UNION BALL VALVE 1" | ZYPE DOUBLE UNION BALL VALVE 1"
Yes | DV2483B | 11/07/2015 | AUSTIN | AUSTIN WATER STATION | HOSE 8X12 B | HOSE 8 x 12 mm. BLUE color | 4 | 85 | TPUCO HOSE 8 x 12 mm. BLUE color (100 meter/roll) | TPUCO HOSE 8 x 12 mm. BLUE color (100 meter/roll)
Yes | DV2483B | 11/07/2015 | AUSTIN | AUSTIN WATER STATION | FIL WC 20BB-PP | WATERCHECK 20BB - 10 MICRON | 6 | 420 | #N/A | WATERCHECK 20BB - 10 MICRON
Yes | DV2483B | 11/07/2015 | AUSTIN | AUSTIN WATER STATION | UV BALLAST REP6 | ULTRA VIOLET BALLAST 6-12 GPM (automatic control) | 1 | 2000 | ULTRA VIOLET WONDER BALLAST 6-12 GPM | ULTRA VIOLET WONDER BALLAST 6-12 GPM
Yes | DV2483B | 11/07/2015 | AUSTIN | AUSTIN WATER STATION | ACCS_STSB | STRAINER H 2807 | 1 | 0 | #N/A | STRAINER H 2807
Yes | DV2483B | 11/07/2015 | AUSTIN | AUSTIN WATER STATION | ACCS_RTUBE | RISER TUBE ONLY (10x54) | 1 | 0 | RISER TUBE for 10 x 54 FRP | RISER TUBE for 10 x 54 FRP
Yes | DV2483B | 11/07/2015 | AUSTIN | AUSTIN WATER STATION | FRP 1354 WC | FRP TANK 13" x 54" WAVE CYBER BEIGE (2.5") | 1 | 4200 | (bdle) FRP TANK 13" x 54" (-2.5T) WAVE CYBER BEIGE color w/ ACCS. | (bdle) FRP TANK 13" x 54" (-2.5T) WAVE CYBER BEIGE color w/ ACCS.
Yes | DV2484B | 11/07/2015 | INALES | JEECKS ENTERPRISE | FIL HYDRO 20SL CBF(WO) | HYDROSEP 20SL - CARBON Block (w/O net inside) | 1 | 600 | HYDROSEP 20SL - CBF (carbon block filter) W/O NET | HYDROSEP 20SL - CBF (carbon block filter) W/O NET
Yes | DV2485B | 11/07/2015 | TANDIAMA | ARBIE TANDIAMA | FIL PRIME20SL-PP5 | PURE PRIME 20SL - 5 MICRON | 3 | 100 | PURE PRIME 20SL - 5 MICRON | PURE PRIME 20SL - 5 MICRON
Yes | DV2485B | 11/07/2015 | TANDIAMA | ARBIE TANDIAMA | FIL PRIME CBF20SL | PURE PRIME 20SL - CARBON Filter | 3 | 300 | PURE PRIME 20SL - CARBON Filter | PURE PRIME 20SL - CARBON Filter
Yes | DV2486B | 11/07/2015 | GUITERING C. | CHE GUITERING | FIL PRIME10SL-PP20 | PURE PRIME 10SL - 20 MICRON | 4 | 50 | PURE PRIME 10SL - 20 MICRON | PURE PRIME 10SL - 20 MICRON
Yes | DV2486B | 11/07/2015 | GUITERING C. | CHE GUITERING | FIL PRIME10SL-PP5 | PURE PRIME 10SL - 5 MICRON | 6 | 50 | PURE PRIME 10SL - 5 MICRON | PURE PRIME 10SL - 5 MICRON
Yes | DV2486B | 11/07/2015 | GUITERING C. | CHE GUITERING | FIL PRIME10SL-PP10 | PURE PRIME 10SL - 10 MICRON | 6 | 50 | PURE PRIME 10SL - 10 MICRON | PURE PRIME 10SL - 10 MICRON
Yes | DV2487B | 11/07/2015 | CAUSEWAY | CAUSEWAY | FIL NB WP10 - 10SL | PUREGEN 10SL - WP 10 MICRON | 1 | 100 | #N/A | PUREGEN 10SL - WP 10 MICRON
Yes | DV2487B | 11/07/2015 | CAUSEWAY | CAUSEWAY | FIL HYDRO 10SL CBF | HYDROSEP 10SL - CBF Carbon Block (coconut shell) | 1 | 350 | HYDROSEP 10SL - CBF (carbon block filter) | HYDROSEP 10SL - CBF (carbon block filter)
Yes | DV2487B | 11/07/2015 | CAUSEWAY | CAUSEWAY | FIL CCK(UDF10"-B)SL | CCK BLUE PLUMP GAC CARTRIDGE UDF10"-SL | 1 | 300 | CCK BLUE PLUMP GAC CARTRIDGE UDF10"-SL | CCK BLUE PLUMP GAC CARTRIDGE UDF10"-SL
Yes | DV2488BG | 11/07/2015 | BAY LIFE | BAY LIFE | GAL_SML FCT | FAUCET FOR SLIM CONTAINER GREEN color | 50 | 25 | FAUCET FOR SLIM CONTAINER GREEN color | FAUCET FOR SLIM CONTAINER GREEN color
Yes | DV2488BG | 11/07/2015 | BAY LIFE | BAY LIFE | GAL_NST CUP | NON-SPILL TYPE for ROUND CONT (half-cap) | 100 | 4 | HALF-CAP NON-SPILL TYPE for ROUND CONT | HALF-CAP NON-SPILL TYPE for ROUND CONT
Yes | DV2488BG | 11/07/2015 | BAY LIFE | BAY LIFE | GAL_SML CUP | SMALL CUP FOR SLIM CONTAINER | 100 | 3 | SMALL CUP FOR SLIM CONTAINER | SMALL CUP FOR SLIM CONTAINER
Yes | DV2488BG | 11/07/2015 | BAY LIFE | BAY LIFE | GAL_SML DVR | DIVIDER (INNER CUP) FOR SLIM CONTAINER | 100 | 6 | DIVIDER (INNER CUP) FOR SLIM CONTAINER | DIVIDER (INNER CUP) FOR SLIM CONTAINER
Yes | DV2489B | 11/07/2015 | BAY LIFE | BAY LIFE | FIL HYDRO 20SL CBF(WO) | HYDROSEP 20SL - CARBON Block (w/O net inside) | 4 | 850 | HYDROSEP 20SL - CBF (carbon block filter) W/O NET | HYDROSEP 20SL - CBF (carbon block filter) W/O NET
Yes | DV2489B | 11/07/2015 | BAY LIFE | BAY LIFE | FIL HYDRO 20 PP_1 | HYDROSEP 20SL - 20 MICRON | 10 | 120 | #N/A | HYDROSEP 20SL - 20 MICRON
Yes | DV2489B | 11/07/2015 | BAY LIFE | BAY LIFE | FIL HYDRO 20 PP_1 | HYDROSEP 20SL - 10 MICRON | 10 | 120 | #N/A | HYDROSEP 20SL - 10 MICRON
Yes | DV2489B | 11/07/2015 | BAY LIFE | BAY LIFE | FIL HYDRO 20 PP_1 | HYDROSEP 20SL - 5 MICRON | 10 | 120 | #N/A | HYDROSEP 20SL - 5 MICRON
Yes | DV2489B | 11/07/2015 | BAY LIFE | BAY LIFE | FIL HYDRO 20 PP_1 | HYDROSEP 20SL -1 MICRON | 10 | 120 | #N/A | HYDROSEP 20SL -1 MICRON
Yes | DV2490B | 11/09/2015 | DCA | DCA ALKALINE | FIL WC 20SL-CBF | WATERCHECK 20SL - CBF | 2 | 280 | #N/A | WATERCHECK 20SL - CBF
Yes | DV2490B | 11/09/2015 | DCA | DCA ALKALINE | FIL WC 20BB-PP | WATERCHECK 20BB - 5 MICRON | 2 | 420 | #N/A | WATERCHECK 20BB - 5 MICRON
Yes | DV2490B | 11/09/2015 | DCA | DCA ALKALINE | FIL WC 20SLPP | WATERCHECK 20SL - 20 MICRON | 5 | 80 | #N/A | WATERCHECK 20SL - 20 MICRON
Yes | DV2490B | 11/09/2015 | DCA | DCA ALKALINE | FIL WC 20SLPP | WATERCHECK 20SL - 10 MICRON | 10 | 80 | #N/A | WATERCHECK 20SL - 10 MICRON
Yes | DV2490B | 11/09/2015 | DCA | DCA ALKALINE | FIL WC 20SLPP | WATERCHECK 20SL - 5 MICRON | 10 | 80 | #N/A | WATERCHECK 20SL - 5 MICRON
Yes | DV2490B | 11/09/2015 | DCA | DCA ALKALINE | FIL WC 20SLPP | WATERCHECK 20SL - 1 MICRON | 10 | 80 | #N/A | WATERCHECK 20SL - 1 MICRON
Yes | DV2490B | 11/09/2015 | DCA | DCA ALKALINE | ACCS_STS | STRAINER H 2805 | 1 | 0 | #N/A | STRAINER H 2805
Yes | DV2490B | 11/09/2015 | DCA | DCA ALKALINE | VH F63P1 | RUNXIN HEAD F63 SOFTENER P1 | 1 | 3500 | RUNXIN DIGITAL HEAD F63P1 SOFTENER (4m³/h) | RUNXIN DIGITAL HEAD F63P1 SOFTENER (4m³/h)
Yes | DV2491B | 11/09/2015 | CHEN | YING YING CHEN | FIL HYDRO 10PP_1 | HYDROSEP 10SL - 5 MICRON | 5 | 80 | #N/A | HYDROSEP 10SL - 5 MICRON
Yes | DV2492B | 11/09/2015 | AQUA MONINA | AQUA MONINA |  | AQUA TEDELA ATS-550 3/4hp (0.55kw) | 1 | 0 | AQUA TEDELA ATS-550 3/4hp (0.55kw) | AQUA TEDELA ATS-550 3/4hp (0.55kw)
Yes | DV2492B | 11/09/2015 | AQUA MONINA | AQUA MONINA |  | MAZAKI brand MPC-2 | 1 | 0 | MAZAKI PRESSURE SWITCH MPC-2 | MAZAKI PRESSURE SWITCH MPC-2
Yes | DV2492B | 11/09/2015 | AQUA MONINA | AQUA MONINA |  | HOSE CONNECTOR for PRESSURE TANK | 1 | 0 | HOSE CONNECTOR for PRESSURE TANK | HOSE CONNECTOR for PRESSURE TANK
Yes | DV2492B | 11/09/2015 | AQUA MONINA | AQUA MONINA |  | PRESSURE TANK 22.7ltrs. (6 gallon) blue HYDROSEP | 1 | 0 | (bdle) PRESSURE TANK 6 GALLON/22.7L. HYDROSEP BLUE w/ CONNECTOR | (bdle) PRESSURE TANK 6 GALLON/22.7L. HYDROSEP BLUE w/ CONNECTOR
Yes | DV2493BG | 11/09/2015 | AQUA MONINA | AQUA MONINA |  | OVER-ALL UMBRELLA CAP SEAL | 1 | 0 | #N/A | OVER-ALL UMBRELLA CAP SEAL
Yes | DV2494BG | 11/09/2015 | PARUNGAO | MICHELLE PARUNGAO | GAL_SML FCT | FAUCET FOR SLIM CONTAINER GREEN color | 1 | 25 | FAUCET FOR SLIM CONTAINER GREEN color | FAUCET FOR SLIM CONTAINER GREEN color
Yes | DV2494BG | 11/09/2015 | PARUNGAO | MICHELLE PARUNGAO | GAL_SML CUP | SMALL CUP FOR SLIM CONTAINER | 2 | 3 | SMALL CUP FOR SLIM CONTAINER | SMALL CUP FOR SLIM CONTAINER
Yes | DV2494BG | 11/09/2015 | PARUNGAO | MICHELLE PARUNGAO | GAL_BIG CUP | BIG CUP FOR SLIM 5 CONTAINER | 2 | 8 | BIG CUP FOR SLIM 5 CONTAINER | BIG CUP FOR SLIM 5 CONTAINER
Yes | DV2495B | 11/09/2015 | PARUNGAO | MICHELLE PARUNGAO | FIL HYDRO 20SL CBF(WO) | HYDROSEP 20SL - CARBON Block (w/O net inside) | 1 | 550 | HYDROSEP 20SL - CBF (carbon block filter) W/O NET | HYDROSEP 20SL - CBF (carbon block filter) W/O NET
Yes | DV2495B | 11/09/2015 | PARUNGAO | MICHELLE PARUNGAO | FIL HYDRO 20 PP_1 | HYDROSEP 20SL - 5 MICRON | 8 | 100 | #N/A | HYDROSEP 20SL - 5 MICRON
Yes | DV2497B | 11/09/2015 | SOLAR ICE | SOLAR ICE ENTERPRISES | FIL EMP 2in1 10SL | EMPRESS 10SL 2 in 1 FILTER | 1 | 200 | EMPRESS 10SL 2 in 1 FILTER | EMPRESS 10SL 2 in 1 FILTER
Yes | DV2498B | 11/09/2015 | AQUA PRIMERA | AQUA PRIMERA / MEC WATER REFILLING STATION | FIL HYDRO 20SL CBF(WO) | HYDROSEP 20SL - CARBON Block (w/O net inside) | 2 | 550 | HYDROSEP 20SL - CBF (carbon block filter) W/O NET | HYDROSEP 20SL - CBF (carbon block filter) W/O NET
Yes | DV2498B | 11/09/2015 | AQUA PRIMERA | AQUA PRIMERA / MEC WATER REFILLING STATION | FIL WC 20SL-CBF | WATERCHECK 20SL - CBF | 3 | 350 | #N/A | WATERCHECK 20SL - CBF
Yes | DV2498B | 11/09/2015 | AQUA PRIMERA | AQUA PRIMERA / MEC WATER REFILLING STATION | FIL HYDRO 20 PP_1 | HYDROSEP 20SL -20 MICRON | 5 | 120 | #N/A | HYDROSEP 20SL -20 MICRON
Yes | DV2498B | 11/09/2015 | AQUA PRIMERA | AQUA PRIMERA / MEC WATER REFILLING STATION | FIL HYDRO 20 PP_1 | HYDROSEP 20SL - 10 MICRON | 5 | 120 | #N/A | HYDROSEP 20SL - 10 MICRON
Yes | DV2498B | 11/09/2015 | AQUA PRIMERA | AQUA PRIMERA / MEC WATER REFILLING STATION | FIL HYDRO 20 PP_1 | HYDROSEP 20SL - 5 MICRON | 5 | 120 | #N/A | HYDROSEP 20SL - 5 MICRON
Yes | DV2498B | 11/09/2015 | AQUA PRIMERA | AQUA PRIMERA / MEC WATER REFILLING STATION | FIL HYDRO 20 PP_1 | HYDROSEP 20SL - 1 MICRON | 5 | 120 | #N/A | HYDROSEP 20SL - 1 MICRON
Yes | DV2499BG | 11/09/2015 | AQUA PRIMERA | AQUA PRIMERA / MEC WATER REFILLING STATION | GAL_RND | ROUND CONTAINER 5 GALLON | 10 | 131 | ROUND CONTAINER 5 GALLON | ROUND CONTAINER 5 GALLON
Yes | DV2499BG | 11/09/2015 | AQUA PRIMERA | AQUA PRIMERA / MEC WATER REFILLING STATION | GAL_SLIM | SLIM CONTAINER 5 GALLON | 10 | 131 | SLIM CONTAINER 5 GALLON | SLIM CONTAINER 5 GALLON
Yes | DV2499BG | 11/09/2015 | AQUA PRIMERA | AQUA PRIMERA / MEC WATER REFILLING STATION | GAL_SEAL FCT | FAUCET SEAL | 5 | 180 | #N/A | FAUCET SEAL
Yes | DV2499BG | 11/09/2015 | AQUA PRIMERA | AQUA PRIMERA / MEC WATER REFILLING STATION | GAL_SEAL OVERALL | OVER-ALL UMBRELLA CAP SEAL | 5 | 270 | #N/A | OVER-ALL UMBRELLA CAP SEAL
Yes | DV2499BG | 11/09/2015 | AQUA PRIMERA | AQUA PRIMERA / MEC WATER REFILLING STATION | GAL_NST CUP | NON-SPILL TYPE for ROUND CONT (half-cap) | 10 | 4 | HALF-CAP NON-SPILL TYPE for ROUND CONT | HALF-CAP NON-SPILL TYPE for ROUND CONT
Yes | DV2501B | 11/11/2015 | ORO HI- CEBU | CEBU HI-Q MANUFACTURING CORP. | RF TL2-20"X5 | RAPID FILTER TL2-20"x 5" (CLAMP TYPE) npt 1*1/2" | 2 | 5500 | HYDRAP RAPID FILTER TL2-20"x 5 npt 1*1/2" THRD (clamp) | HYDRAP RAPID FILTER TL2-20"x 5 npt 1*1/2" THRD (clamp)
Yes | DV2503B | 11/09/2015 | CLARO | WATERWARE MARKETING | PUMP CHLF2-50 | CNP CHLF2-50 (1.5hp) 1.1kw 1 PH | 1 | 10680 | #N/A | CNP CHLF2-50 (1.5hp) 1.1kw 1 PH
Yes | DV2503B | 11/09/2015 | CLARO | WATERWARE MARKETING | VH_FLECK5600ST-C | FLECK HEAD 5600 SOFTENER (CHINA) | 1 | 4000 | #N/A | FLECK HEAD 5600 SOFTENER (CHINA)
Yes | DV2503B | 11/09/2015 | CLARO | WATERWARE MARKETING | ACCS_MCS-P15 | MAGNETIC CONTACTOR S-P15 (Shihlin electric) | 3 | 350 | XSC1-015 SP-15 MAGNETIC CONTACTOR | XSC1-015 SP-15 MAGNETIC CONTACTOR
Yes | DV2503B | 11/09/2015 | CLARO | WATERWARE MARKETING | ACCS_OL15 | OVERLOAD RELAY 15A (CHINT BRAND) | 3 | 250 | TH-P12E 15A OVERLOAD RELAY | TH-P12E 15A OVERLOAD RELAY
Yes | DV2503B | 11/09/2015 | CLARO | WATERWARE MARKETING | PRE FMV 5 | FLOWMETER PANEL 5 GPM w/ VALVE | 1 | 1530 | FLOWMETER PANEL 5 GPM w/ VALVE | FLOWMETER PANEL 5 GPM w/ VALVE
Yes | DV2503B | 11/09/2015 | CLARO | WATERWARE MARKETING | PRE FM 5ZK300K3 | FLOWMETER PANEL 5 GPM AQUA (176mm.) small | 1 | 723 | FLOWMETER PANEL 5 GPM (AQUA 176mm-SHORT) | FLOWMETER PANEL 5 GPM (AQUA 176mm-SHORT)
Yes | DV2504B | 11/11/2015 | EGR | EGR MARKETING | UV BALLAST REP6 | ULTRA VIOLET BALLAST 6-12 GPM (automatic control) | 2 | 2300 | ULTRA VIOLET WONDER BALLAST 6-12 GPM | ULTRA VIOLET WONDER BALLAST 6-12 GPM
Yes | DV2504B | 11/11/2015 | EGR | EGR MARKETING | JAC_CONN 708 | JACO FIBRA 708 (1/2x1/2) 220psi | 25 | 162 | JACO FIBRA 708 - 1/2mm x 1/2" union tee (US 220psi) | JACO FIBRA 708 - 1/2mm x 1/2" union tee (US 220psi)
Yes | DV2504B | 11/11/2015 | EGR | EGR MARKETING | FIL HYDRO 20SL CBF(WO) | HYDROSEP 20SL - CARBON Block (w/O net inside) | 25 | 420 | HYDROSEP 20SL - CBF (carbon block filter) W/O NET | HYDROSEP 20SL - CBF (carbon block filter) W/O NET
Yes | DV2504B | 11/11/2015 | EGR | EGR MARKETING | ACCS_CTR RTK | ROTEK COMPUTER CONTROLLER | 5 | 2500 | ROTEK COMPUTER CONTROLLER | ROTEK COMPUTER CONTROLLER
Yes | DV2506B | 11/11/2015 | JERRY | MR. GERRY DELA PEÑA | ROM_LCLE4040 | FILMTEC BW30 40 x 40 L.C-LE | 5 | 9500 | FILMTEC BW30 40 x 40 L.C.L.E | FILMTEC BW30 40 x 40 L.C.L.E
Yes | DV2506B | 11/11/2015 | JERRY | MR. GERRY DELA PEÑA | ACCS_TDS LTHR | TDS METER w/ LEATHER CASE | 4 | 900 | HM-3 TDS METER w/ LEATHER CASE | HM-3 TDS METER w/ LEATHER CASE
Yes | DV2506B | 11/11/2015 | JERRY | MR. GERRY DELA PEÑA | UV BALLAST REP6 | ULTRA VIOLET BALLAST 6-12 GPM (automatic control) | 2 | 1700 | ULTRA VIOLET WONDER BALLAST 6-12 GPM | ULTRA VIOLET WONDER BALLAST 6-12 GPM
Yes | DV2507B | 11/11/2015 | MICROTECH | MICROTEC | PUMP-TVP | TEKNA ELECTRONIC MATERIAL PUMP - AKS603NHP0800 | 2 | 12000 | TEKNA ELECTRONIC MATERIAL PUMP - AKS603NHP0800 | TEKNA ELECTRONIC MATERIAL PUMP - AKS603NHP0800
Yes | DV2508B | 11/11/2015 | BAJAO | KYZIAN WATER STATION EQUIP. PARTS & SUPPLIES | ROM_LCLE4040 | FILMTEC BW30 40 x 40 L.C-LE | 2 | 9800 | FILMTEC BW30 40 x 40 L.C.L.E | FILMTEC BW30 40 x 40 L.C.L.E
Yes | DV2509B | 11/10/2015 | ASPI | AQUA FAITH TRADING | FIL HYDRO 20 PP_1 | HYDROSEP 20SL - 1 MICRON | 7 | 90 | #N/A | HYDROSEP 20SL - 1 MICRON
Yes | DV2509B | 11/10/2015 | ASPI | AQUA FAITH TRADING | FIL HYDRO 20 PP_1 | HYDROSEP 20SL - 5 MICRON | 6 | 90 | #N/A | HYDROSEP 20SL - 5 MICRON
Yes | DV2509B | 11/10/2015 | ASPI | AQUA FAITH TRADING | FIL HYDRO 20SL CBF(WO) | HYDROSEP 20SL - CARBON Block (w/O net inside) | 4 | 280 | HYDROSEP 20SL - CBF (carbon block filter) W/O NET | HYDROSEP 20SL - CBF (carbon block filter) W/O NET
Yes | DV2510BG | 11/10/2015 | ASPI | AQUA FAITH TRADING | GAL_SEAL FCT | FAUCET SEAL (80mm x 50mm) 1,000pcs./PACK | 3 | 160 | FAUCET SEAL (80mm x 50mm) 1,000pcs/PACK | FAUCET SEAL (80mm x 50mm) 1,000pcs/PACK
Yes | DV2510BG | 11/10/2015 | ASPI | AQUA FAITH TRADING | GAL_SEAL OVERALL | OVER-ALL UMBRELLA CAP SEAL 1,000pcs./2pack | 3 | 260 | OVER-ALL UMBRELLA CAP SEAL 1,000pcs/2PACK | OVER-ALL UMBRELLA CAP SEAL 1,000pcs/2PACK
Yes | DV2511B | 11/10/2015 | ORO HI- CEBU | CEBU HI-Q MANUFACTURING CORP. | RF BFL-2 (2") | DOUBLE BAG HOUSING 30" BFL-2 npt 2" Threaded | 1 | 17000 | #N/A | DOUBLE BAG HOUSING 30" BFL-2 npt 2" Threaded
Yes | DV2511B | 11/10/2015 | ORO HI- CEBU | CEBU HI-Q MANUFACTURING CORP. | ACCS_STS | STRAINER H 2805 | 2 | 0 | #N/A | STRAINER H 2805
Yes | DV2511B | 11/10/2015 | ORO HI- CEBU | CEBU HI-Q MANUFACTURING CORP. | VH F73A3 | RUNXIN HEAD TM F73 A3 SOFTENER | 1 | 10800 | RUNXIN DIGITAL HEAD F73A3 SOFTENER | RUNXIN DIGITAL HEAD F73A3 SOFTENER
Yes | DV2511B | 11/10/2015 | ORO HI- CEBU | CEBU HI-Q MANUFACTURING CORP. | RF FBB-5u | FILTER BAG 30"- PP5u (180*810) plastic ring | 1 | 0 | FILTER BAG 30"- PP5u (180*810) PLASTIC RING | FILTER BAG 30"- PP5u (180*810) PLASTIC RING
Yes | DV2512B | 11/12/2015 | ORO HI- CEBU | CEBU HI-Q MANUFACTURING CORP. | PUMP CDLF1-130 | CNP CDLF1-130 (1.5hp)1.1kw. 1PHASE | 3 | 17465 | #N/A | CNP CDLF1-130 (1.5hp)1.1kw. 1PHASE
Yes | DV2512B | 11/12/2015 | ORO HI- CEBU | CEBU HI-Q MANUFACTURING CORP. | MF RESIN H-C100E | RESIN H-C 100E (new) | 40 | 1100 | HI-GRADE RESIN H-C 100E | HI-GRADE RESIN H-C 100E
Yes | DV2512B | 11/12/2015 | ORO HI- CEBU | CEBU HI-Q MANUFACTURING CORP. | SP_FSPCF1/4" | FITTING STAINLESS SPCF 1/4" (4x7.5) fm. Str. Thrd. | 30 | 28 | FITTING STAINLESS SPCF 1/4" (4x7.5) female straight | FITTING STAINLESS SPCF 1/4" (4x7.5) female straight
Yes | DV2512B | 11/12/2015 | ORO HI- CEBU | CEBU HI-Q MANUFACTURING CORP. | UV SET 8 | ULTRA VIOLET SET 8 GPM | 5 | 6200 | ULTRA VIOLET WONDER SET 8 GPM W-460 | ULTRA VIOLET WONDER SET 8 GPM W-460
Yes | DV2512B | 11/12/2015 | ORO HI- CEBU | CEBU HI-Q MANUFACTURING CORP. | UV QUART6 | ULTRA VIOLET QUARTZSLEEVE 6 GPM (D24.5*530mm) | 15 | 600 | ULTRA VIOLET WONDER QUARTZSLEEVE 6 GPM (21") | ULTRA VIOLET WONDER QUARTZSLEEVE 6 GPM (21")
Yes | DV2512B | 11/12/2015 | ORO HI- CEBU | CEBU HI-Q MANUFACTURING CORP. | NIP_CS3/4X1/4 | COUPLING REDUCER STAINLESS 3/4 X 1/4 | 20 | 60 | BUSHING REDUCER M-F 3/4" x 1/4" HEX PIPE STAINLESS | BUSHING REDUCER M-F 3/4" x 1/4" HEX PIPE STAINLESS
Yes | DV2513B | 11/12/2015 | DISTOR | STREAM PLUS | FIL HYDRO 20SL CBF(WO) | HYDROSEP 20SL - CARBON Block (w/O net inside) | 36 | 390 | HYDROSEP 20SL - CBF (carbon block filter) W/O NET | HYDROSEP 20SL - CBF (carbon block filter) W/O NET
Yes | DV2514B | 11/11/2015 | LAMP | LAMPCOR INDUSTRIAL RESOURCES INC. | PRE FM T60 | FLOWMETER TUBE 60 GPM (LZT-4006G) | 2 | 3000 | FLOWMETER TUBE 60 GPM (MBLD LZT-4006G) - 1*1/2" female thread | FLOWMETER TUBE 60 GPM (MBLD LZT-4006G) - 1*1/2" female thread
Yes | DV2514B | 11/11/2015 | LAMP | LAMPCOR INDUSTRIAL RESOURCES INC. | PRE PG 350 SIDE | PRESSURE GAUGE 350 PSI - SIDE MOUNTED | 4 | 450 | PRESSURE GAUGE 350 PSI - SIDE MOUNTED | PRESSURE GAUGE 350 PSI - SIDE MOUNTED
Yes | DV2515B | 11/12/2015 | LAMP | LAMPCOR INDUSTRIAL RESOURCES INC. | VESS VIT DN40 | VITAULIC CLAMP STAINLESS DN40 (1*1/2) | 3 | 0 | VITAULIC CLAMP STAINLESS DN40 (1*1/2") | VITAULIC CLAMP STAINLESS DN40 (1*1/2")
Yes | DV2515B | 11/12/2015 | LAMP | LAMPCOR INDUSTRIAL RESOURCES INC. | VESS VIT DN40-COUPLING | VITAULIC COUPLING STAINLESS DN40 | 3 | 0 | #N/A | VITAULIC COUPLING STAINLESS DN40
Yes | DV2515B | 11/12/2015 | LAMP | LAMPCOR INDUSTRIAL RESOURCES INC. | VESSEL WV80X2401R2R | 8 x 240 R.O VESSEL -WC 300P-8-1R2R-H-6WH-side port | 1 | 54890 | #N/A | 8 x 240 R.O VESSEL -WC 300P-8-1R2R-H-6WH-side port
Yes | DV2516B | 11/11/2015 | HOUSTON | HOUSTON HYDROTECH PRODUCTS & SYSTEMS INC. | ROS_SET3RO | 3000 GPD R.O MODULE SERIES | 1 | 80000 | #N/A | 3000 GPD R.O MODULE SERIES
Yes | DV2517B | 11/12/2015 | Blue Caps | BLUE CAPS MARKETING | ROS_SET3ASRH2 | 3000 GPD ALTAIR SERIES w/ RUNXIN HEAD | 1 | 110000 | #N/A | 3000 GPD ALTAIR SERIES w/ RUNXIN HEAD
Yes | DV2518B | 11/12/2015 | WATERGATE | WATERGATE PUMPS & WELL SERVICES | ACCS_HEAT | HEAT GUN AP1600W model | 1 | 700 | HEAT GUN AP1600W model | HEAT GUN AP1600W model
Yes | DV2519BG | 11/12/2015 | WATERGATE | WATERGATE PUMPS & WELL SERVICES | GAL_SEAL SMALL | SMALL CAP SEAL (68mm x 30mm) 1,000pcs./PACK | 1 | 130 | SMALL CAP SEAL (68mm x 30mm) 1,000pcs/2PACK | SMALL CAP SEAL (68mm x 30mm) 1,000pcs/2PACK
Yes | DV2519BG | 11/12/2015 | WATERGATE | WATERGATE PUMPS & WELL SERVICES | GAL_SEAL FCT | FAUCET SEAL (80mm x 50mm) 1,000pcs./PACK | 1 | 180 | FAUCET SEAL (80mm x 50mm) 1,000pcs/PACK | FAUCET SEAL (80mm x 50mm) 1,000pcs/PACK
Yes | DV2519BG | 11/12/2015 | WATERGATE | WATERGATE PUMPS & WELL SERVICES | GAL_SEAL OVERALL | OVER-ALL UMBRELLA CAP SEAL 1,000pcs./2pack | 1 | 280 | OVER-ALL UMBRELLA CAP SEAL 1,000pcs/2PACK | OVER-ALL UMBRELLA CAP SEAL 1,000pcs/2PACK
Yes | DV2519BG | 11/12/2015 | WATERGATE | WATERGATE PUMPS & WELL SERVICES | GAL_SLIM | SLIM CONTAINER 5 GALLON | 200 | 131 | SLIM CONTAINER 5 GALLON | SLIM CONTAINER 5 GALLON
Yes | DV2520B | 11/11/2015 | BUTUAN | BUTUAN WATERBOY | PUMP CHLF2-30 | CNP Horizontal Pump CHLF2-30 (1hp) 0.75kw. 1PH | 2 | 7690 | CNP HORIZONTAL Pump CHLF 2-30 (1hp) 0.75kw - 1PH | CNP HORIZONTAL Pump CHLF 2-30 (1hp) 0.75kw - 1PH
Yes | DV2520B | 11/11/2015 | BUTUAN | BUTUAN WATERBOY | UV BALLAST REP 2 | ULTRA VIOLET BALLAST 2 GPM | 1 | 1800 | ULTRA VIOLET WONDER BALLAST 2 GPM | ULTRA VIOLET WONDER BALLAST 2 GPM
Yes | DV2521B | 11/12/2015 | OPTIMUM | OPTIMUM MARKETING | ACCS_HEAT | HEAT GUN AP1600W model | 50 | 520 | HEAT GUN AP1600W model | HEAT GUN AP1600W model
Yes | DV2521B | 11/12/2015 | OPTIMUM | OPTIMUM MARKETING | FIL HYDRO 20 PP_1 | HYDROSEP 20SL - 5 MICRON | 50 | 76 | #N/A | HYDROSEP 20SL - 5 MICRON
Yes | DV2521B | 11/12/2015 | OPTIMUM | OPTIMUM MARKETING | ACCS_BRAC ST | BRACKET STEEL TAIWAN (new) | 30 | 0 | BRACKET STEEL TAIWAN (NEW) | BRACKET STEEL TAIWAN (NEW)
Yes | DV2521B | 11/12/2015 | OPTIMUM | OPTIMUM MARKETING | ACCS_SCREW1 | SCREW for SL HOUSING | 120 | 0 | SCREW FOR SL HOUSING | SCREW FOR SL HOUSING
Yes | DV2521B | 11/12/2015 | OPTIMUM | OPTIMUM MARKETING | ACCS_SPNR SL C | SPANNER WRENCH SLIM 20" CHINA | 10 | 0 | (zero price) SPANNER WRENCH SLIM 20" CHINA (BLACK) | (zero price) SPANNER WRENCH SLIM 20" CHINA (BLACK)
Yes | DV2521B | 11/12/2015 | OPTIMUM | OPTIMUM MARKETING | HOUSING SBHC_2 | SLIM BLUE HOUSING 20" npt 3/4" China (CH20-40) | 30 | 450 | (bdle) SLIM BLUE HOUSING 20" npt 3/4" CHINA (CH20-40) w/ ACCS. | (bdle) SLIM BLUE HOUSING 20" npt 3/4" CHINA (CH20-40) w/ ACCS.
Yes | DV2530B | 11/13/2015 | FIRST STATION | WATER ELEMENT | FREIGHT | FREIGHT / DELIVERY CHARGE | 1 | 4000 | #N/A | FREIGHT / DELIVERY CHARGE
Yes | DV2531B | 11/13/2015 | FIRST STATION | WATER ELEMENT | PVC - F.V.A | FORMOSA VINYL ADHESIVE | 1 | 385 | FORMOSA VINYL ADHESIVE 410g | FORMOSA VINYL ADHESIVE 410g
Yes | DV2531B | 11/13/2015 | FIRST STATION | WATER ELEMENT | MEM_EPJ | ESPA 4 - JAPAN | 1 | 11000 | HYDRONOUTICS ESPA 4 - JAPAN | HYDRONOUTICS ESPA 4 - JAPAN
Yes | DV2531B | 11/13/2015 | FIRST STATION | WATER ELEMENT | MF SSALT CLARO | CLARO VIDA SOLAR SALT (50kgs.) | 1 | 380 | CLARO VIDA SOLAR SALT (50kgs.) | CLARO VIDA SOLAR SALT (50kgs.)
Yes | DV2531B | 11/13/2015 | FIRST STATION | WATER ELEMENT | MF ACT. CBF PURE8x12 | PURE PRIME ACTIVATED CARBON 8 x 12 | 1 | 2200 | PURE PRIME ACTIVATED CARBON 8 x 12 | PURE PRIME ACTIVATED CARBON 8 x 12
Yes | DV2531B | 11/13/2015 | FIRST STATION | WATER ELEMENT | MF ANTRA | ANTHRACITE (James Cumming)) | 1 | 1600 | JAMES CUMMING ANTHRACITE 0.83mm | JAMES CUMMING ANTHRACITE 0.83mm
Yes | DV2531B | 11/13/2015 | FIRST STATION | WATER ELEMENT | MF QSAND | QUARTZ SAND | 1 | 380 | QUARTZ SAND | QUARTZ SAND
Yes | DV2531B | 11/13/2015 | FIRST STATION | WATER ELEMENT | MF SSAND | SILICA SAND | 1 | 380 | SILICA SAND | SILICA SAND
Yes | DV2531B | 11/13/2015 | FIRST STATION | WATER ELEMENT | MF PBL10 | PEBBLES #10 | 1 | 440 | PEBBLES #10 | PEBBLES #10
Yes | DV2531B | 11/13/2015 | FIRST STATION | WATER ELEMENT | MF RESIN H-C100E | RESIN H-C 100E (new) | 1 | 1500 | HI-GRADE RESIN H-C 100E | HI-GRADE RESIN H-C 100E
Yes | DV2532B | 11/13/2015 | FIRST STATION | WATER ELEMENT | FIL WC 20SL-CBF | WATERCHECK 20SL - CBF | 1 | 250 | #N/A | WATERCHECK 20SL - CBF
Yes | DV2532B | 11/13/2015 | FIRST STATION | WATER ELEMENT | FIL WC 20SLPP | WATERCHECK 20SL - 1 MICRON | 2 | 65 | #N/A | WATERCHECK 20SL - 1 MICRON
Yes | DV2532B | 11/13/2015 | FIRST STATION | WATER ELEMENT | FIL WC 20SLPP | WATERCHECK 20SL - 5 MICRON | 1 | 65 | #N/A | WATERCHECK 20SL - 5 MICRON
Yes | DV2532B | 11/13/2015 | FIRST STATION | WATER ELEMENT | HOSE 10 X 6.5 B | HOSE 10 x 6.5mm. BLUE color | 2 | 40 | TPUCO HOSE 10 x 6.5 mm. BLUE color (100 meter/roll) | TPUCO HOSE 10 x 6.5 mm. BLUE color (100 meter/roll)
Yes | DV2532B | 11/13/2015 | FIRST STATION | WATER ELEMENT | ACCS_AIR | H9909-1 AIRCHECK FOR BRINE TANK | 1 | 0 | H9909-1 AIRCHECK FOR BRINE TANK | H9909-1 AIRCHECK FOR BRINE TANK
Yes | DV2532B | 11/13/2015 | FIRST STATION | WATER ELEMENT | FRP BT 80L | BRINE TANK 80L. (blue) | 1 | 1500 | BRINE TANK 80L. BLUE | BRINE TANK 80L. BLUE
Yes | DV2532B | 11/13/2015 | FIRST STATION | WATER ELEMENT | ACCS_FVC 3/4" | FLOAT VALVE CONTROL 3/4" | 1 | 254 | FLOAT VALVE CONTROL 3/4" | FLOAT VALVE CONTROL 3/4"
Yes | DV2532B | 11/13/2015 | FIRST STATION | WATER ELEMENT | ACCS_FLCR | RADAR FLUID LEVEL CONTROLLER | 3 | 250 | ST-70AB RADAR FLUID LEVEL CONTROLLER | ST-70AB RADAR FLUID LEVEL CONTROLLER
Yes | DV2532B | 11/13/2015 | FIRST STATION | WATER ELEMENT | FCET_CONN | GOOSENECK CONNECTOR 1/2" SS ONLY | 3 | 140 | GOOSENECK CONNECTOR 1/2" SS ONLY | GOOSENECK CONNECTOR 1/2" SS ONLY
Yes | DV2532B | 11/13/2015 | FIRST STATION | WATER ELEMENT | FCET_GOOSE | GOOSENECK FAUCET ONLY | 3 | 250 | FF-800 GOOSENECK FAUCET ONLY | FF-800 GOOSENECK FAUCET ONLY
Yes | DV2533B | 11/12/2015 | ANG ANDY | ANDY ANG | FIL HYDRO 10SL CBF | HYDROSEP 10SL - CBF | 1 | 180 | #N/A | HYDROSEP 10SL - CBF
Yes | DV2533B | 11/12/2015 | ANG ANDY | ANDY ANG | FIL HYDRO 10PP_1 | HYDROSEP 10SL - PLAIN | 2 | 42 | #N/A | HYDROSEP 10SL - PLAIN
Yes | DV2534B | 11/16/2015 | ORO HI- CEBU | CEBU HI-Q MANUFACTURING CORP. |  | MANGANESE ZEOLITE 30kgs | 10 | 0 | #N/A | MANGANESE ZEOLITE 30kgs
Yes | DV2534B | 11/16/2015 | ORO HI- CEBU | CEBU HI-Q MANUFACTURING CORP. |  | PURE PRIME ANTI-BACTERIAL 20SL - 5 MICRON | 10 | 0 | PURE PRIME ANTI-BACTERIAL 20SL - 5 MICRON | PURE PRIME ANTI-BACTERIAL 20SL - 5 MICRON
Yes | DV2534B | 11/16/2015 | ORO HI- CEBU | CEBU HI-Q MANUFACTURING CORP. |  | VONTRON MEMBRANE ULP21 - 40x40 | 1 | 0 | #N/A | VONTRON MEMBRANE ULP21 - 40x40
Yes | DV2535B | 11/13/2015 | ORO HI- CEBU | CEBU HI-Q MANUFACTURING CORP. | FIL HYDRO 20 PP_1 | HYDROSEP 20SL - 5 MICRON | 200 | 80 | #N/A | HYDROSEP 20SL - 5 MICRON
Yes | DV2535B | 11/13/2015 | ORO HI- CEBU | CEBU HI-Q MANUFACTURING CORP. | FIL HYDRO 20SL CBF(WO) | HYDROSEP 20SL - CARBON Block (w/O net inside) | 132 | 350 | HYDROSEP 20SL - CBF (carbon block filter) W/O NET | HYDROSEP 20SL - CBF (carbon block filter) W/O NET
Yes | DV2535B | 11/13/2015 | ORO HI- CEBU | CEBU HI-Q MANUFACTURING CORP. | PRE PG 350 PANNEL | PRESSURE GAUGE 350 PSI - PANNEL | 10 | 350 | PRESSURE GAUGE 350 PSI - PANNEL | PRESSURE GAUGE 350 PSI - PANNEL
Yes | DV2535B | 11/13/2015 | ORO HI- CEBU | CEBU HI-Q MANUFACTURING CORP. | PRE PG 150 CLAMP | PRESSURE GAUGE 150 PSI - CLAMP | 10 | 350 | PRESSURE GAUGE 150 PSI - CLAMP | PRESSURE GAUGE 150 PSI - CLAMP
Yes | DV2535B | 11/13/2015 | ORO HI- CEBU | CEBU HI-Q MANUFACTURING CORP. | PUMP CDLF1-130 | CNP CDLF1-130 (1.5hp)1.1kw. 1PHASE | 3 | 17465 | #N/A | CNP CDLF1-130 (1.5hp)1.1kw. 1PHASE
Yes | DV2535B | 11/13/2015 | ORO HI- CEBU | CEBU HI-Q MANUFACTURING CORP. | MF RESIN H-C100E | RESIN H-C 100E (new) | 80 | 1100 | HI-GRADE RESIN H-C 100E | HI-GRADE RESIN H-C 100E
Yes | DV2535B | 11/13/2015 | ORO HI- CEBU | CEBU HI-Q MANUFACTURING CORP. | PUMP ROTO | ROTOFLOW 330 GPH | 3 | 6500 | ROTARY VANE ROTOFLOW 330 GPH | ROTARY VANE ROTOFLOW 330 GPH
Yes | DV2536B | 11/14/2015 | RISE UP WATER | RISE UP WATER STATION | PVC AP_TEE PLN_1/2 | AP TEE PLAIN 1/2" | 5 | 12 | ZYPE TEE PLAIN 1/2" | ZYPE TEE PLAIN 1/2"
Yes | DV2536B | 11/14/2015 | RISE UP WATER | RISE UP WATER STATION | PVC AP_TEE PLN_3/4 | AP TEE PLAIN 3/4" | 5 | 20 | ZYPE TEE PLAIN 3/4" | ZYPE TEE PLAIN 3/4"
Yes | DV2536B | 11/14/2015 | RISE UP WATER | RISE UP WATER STATION | PVC AP_TEE PLN_1 | AP TEE PLAIN 1" | 4 | 32 | ZYPE TEE PLAIN 1" | ZYPE TEE PLAIN 1"
Yes | DV2536B | 11/14/2015 | RISE UP WATER | RISE UP WATER STATION | PVC AP_90ELB PLN_1/2 | AP 90° ELBOW PLAIN 1/2" | 15 | 10 | ZYPE 90° ELBOW PLAIN 1/2" | ZYPE 90° ELBOW PLAIN 1/2"
Yes | DV2536B | 11/14/2015 | RISE UP WATER | RISE UP WATER STATION | PVC AP_90ELB PLN_3/4 | AP 90° ELBOW PLAIN 3/4" | 15 | 14.5 | ZYPE 90° ELBOW PLAIN 3/4" | ZYPE 90° ELBOW PLAIN 3/4"
Yes | DV2536B | 11/14/2015 | RISE UP WATER | RISE UP WATER STATION | PVC AP_MALE A_3/4 | AP MALE ADAPTOR 3/4" | 7 | 16 | ZYPE MALE ADAPTOR 3/4" | ZYPE MALE ADAPTOR 3/4"
Yes | DV2536B | 11/14/2015 | RISE UP WATER | RISE UP WATER STATION | PVC AP_MALE A_1 | AP MALE ADAPTOR 1" | 2 | 18 | ZYPE MALE ADAPTOR 1" | ZYPE MALE ADAPTOR 1"
Yes | DV2536B | 11/14/2015 | RISE UP WATER | RISE UP WATER STATION | PVC - BVALVE 1/2 | BALL VALVE 1/2 | 5 | 60 | #N/A | BALL VALVE 1/2
Yes | DV2536B | 11/14/2015 | RISE UP WATER | RISE UP WATER STATION | PVC - BVALVE 3/4 | BALL VALVE 3/4 | 4 | 74 | #N/A | BALL VALVE 3/4
Yes | DV2536B | 11/14/2015 | RISE UP WATER | RISE UP WATER STATION | MEM_UF | UF MEMBRANE R.O TYPE (SRUF-4040A) | 1 | 6500 | SRUF-4040A HYDROPRIME UF MEMBRANE R.O 4040 | SRUF-4040A HYDROPRIME UF MEMBRANE R.O 4040
Yes | DV2537B | 11/14/2015 | RISE UP WATER | RISE UP WATER STATION | ACCS_BRAC ST | BRACKET STEEL TAIWAN (new) | 3 | 0 | BRACKET STEEL TAIWAN (NEW) | BRACKET STEEL TAIWAN (NEW)
Yes | DV2537B | 11/14/2015 | RISE UP WATER | RISE UP WATER STATION | ACCS_SCREW1 | SCREW for SL HOUSING | 12 | 0 | SCREW FOR SL HOUSING | SCREW FOR SL HOUSING
Yes | DV2537B | 11/14/2015 | RISE UP WATER | RISE UP WATER STATION | ACCS_SPNR SL C | SPANNER WRENCH SLIM 20" CHINA | 1 | 0 | (zero price) SPANNER WRENCH SLIM 20" CHINA (BLACK) | (zero price) SPANNER WRENCH SLIM 20" CHINA (BLACK)
Yes | DV2537B | 11/14/2015 | RISE UP WATER | RISE UP WATER STATION | HOUSING SBHC_2 | SLIM BLUE HOUSING 20" npt 3/4" China (CH20-40) | 3 | 700 | (bdle) SLIM BLUE HOUSING 20" npt 3/4" CHINA (CH20-40) w/ ACCS. | (bdle) SLIM BLUE HOUSING 20" npt 3/4" CHINA (CH20-40) w/ ACCS.
Yes | DV2537B | 11/14/2015 | RISE UP WATER | RISE UP WATER STATION | PVC AP_PTN PLN_3/4 | AP PATENTE PLAIN 3/4" | 4 | 62 | ZYPE PATENTE PLAIN 3/4" | ZYPE PATENTE PLAIN 3/4"
Yes | DV2537B | 11/14/2015 | RISE UP WATER | RISE UP WATER STATION | PVC AP_PTN PLN_1/2 | AP PATENTE PLAIN 1/2" | 7 | 50 | ZYPE PATENTE PLAIN 1/2" | ZYPE PATENTE PLAIN 1/2"
Yes | DV2537B | 11/14/2015 | RISE UP WATER | RISE UP WATER STATION | PVC AP_PTN TRD_1/2 | AP PATENTE THREADED 1/2" | 1 | 53 | ZYPE PATENTE THREADED 1/2" | ZYPE PATENTE THREADED 1/2"
Yes | DV2537B | 11/14/2015 | RISE UP WATER | RISE UP WATER STATION | PVC AP_IN RED_3/4x1/2 | AP INSIDE REDUCER 3/4" x 1/2" | 4 | 8.5 | ZYPE INSIDE REDUCER 3/4" x 1/2" | ZYPE INSIDE REDUCER 3/4" x 1/2"
Yes | DV2537B | 11/14/2015 | RISE UP WATER | RISE UP WATER STATION | PVC AP_OUT RED_3/4x1/2 | AP OUTSIDE REDUCER 3/4" x1/2" | 2 | 9 | ZYPE OUTSIDE REDUCER 3/4" x 1/2" | ZYPE OUTSIDE REDUCER 3/4" x 1/2"
Yes | DV2537B | 11/14/2015 | RISE UP WATER | RISE UP WATER STATION | PVC AP_COUP THR_1/2x1/4 | AP COUPLING REDUCER THREADED 1/2" x 1/4" | 3 | 20 | ZYPE COUPLING REDUCER THREADED 1/2" x 1/4" | ZYPE COUPLING REDUCER THREADED 1/2" x 1/4"
Yes | DV2537B | 11/14/2015 | RISE UP WATER | RISE UP WATER STATION | PVC - P3/4 | PIPE 3/4 | 3 | 212 | ZYPE PIPE 3/4 | ZYPE PIPE 3/4
Yes | DV2538B | 11/16/2015 | MINDANAO | MINDANAO PREMIER MANUFACTURING CORPORATION | MEM_ULP21-4040 | VONTRON MEMBRANE ULP21 - 40 x 40 | 1 | 6200 | VONTRON MEMBRANE ULP21 40 x 40 | VONTRON MEMBRANE ULP21 40 x 40
Yes | DV2538B | 11/16/2015 | MINDANAO | MINDANAO PREMIER MANUFACTURING CORPORATION | FIL AB20" 5 | PURE PRIME ANTI-BACTERIAL 20SL - 5 MICRON | 10 | 180 | PURE PRIME ANTI-BACTERIAL 20SL - 5 MICRON | PURE PRIME ANTI-BACTERIAL 20SL - 5 MICRON
Yes | DV2538B | 11/16/2015 | MINDANAO | MINDANAO PREMIER MANUFACTURING CORPORATION | MF MNGS ZEO | MANGANESE ZEOLITE 30 kgs. | 10 | 1600 | MANGANESE ZEOLITE 30 kgs. | MANGANESE ZEOLITE 30 kgs.
Yes | DV2539B | 11/14/2015 | EGR | EGR MARKETING |  | ROTEK COMPUTER CONTROLLER | 5 | 0 | ROTEK COMPUTER CONTROLLER | ROTEK COMPUTER CONTROLLER
Yes | DV2540B | 11/14/2015 | RAMIREZ | MR. LEONEL RAMIREZ | FIL HYDRO 20 PP_1 | HYDROSEP 20SL - 10 MICRON | 10 | 90 | #N/A | HYDROSEP 20SL - 10 MICRON
Yes | DV2540B | 11/14/2015 | RAMIREZ | MR. LEONEL RAMIREZ | FIL HYDRO 20 PP_1 | HYDROSEP 20SL - 1 MICRON | 10 | 90 | #N/A | HYDROSEP 20SL - 1 MICRON
Yes | DV2540B | 11/14/2015 | RAMIREZ | MR. LEONEL RAMIREZ | FIL HYDRO 20SL CBF(WO) | HYDROSEP 20SL - CARBON (w/O net inside) -DM 3PCS | 5 | 480 | #N/A | HYDROSEP 20SL - CARBON (w/O net inside) -DM 3PCS
Yes | DV2540B | 11/14/2015 | RAMIREZ | MR. LEONEL RAMIREZ | FIL WR30 20SL | WATERCHECK 20SL - WR30 | 5 | 220 | #N/A | WATERCHECK 20SL - WR30
Yes | DV2540B | 11/14/2015 | RAMIREZ | MR. LEONEL RAMIREZ | EWD ECO | EUREKA ECONOMY HOT & COLD | 3 | 4000 | EUREKA ECONOMY HOT & COLD | EUREKA ECONOMY HOT & COLD
Yes | DV2541B | 11/13/2015 | N & M | N & M CLEAN WATER DROPS EQUIPMENT & SERVICES | ROS_SET6AKSRH-4 | 6000 GPD ALKALI SERIES (4in1) w/ RUNXIN HEAD (SS) | 1 | 131000 | #N/A | 6000 GPD ALKALI SERIES (4in1) w/ RUNXIN HEAD (SS)
Yes | DV2542B | 11/12/2015 | HARVEY | HARVEY ANG | PUMP ATS370 | AQUA TEDELA ATS-370 1/2hp (0.35kw) | 1 | 2560 | AQUA TEDELA ATS-370 1/2hp (0.35kw) | AQUA TEDELA ATS-370 1/2hp (0.35kw)
Yes | DV2543B | 11/14/2015 | TAKE-UP | TAKE-UP MARKETING | ROS_SET6CYRH | 6000 GPD CYAN SERIES w/ RUNXIN HEAD | 1 | 135000 | #N/A | 6000 GPD CYAN SERIES w/ RUNXIN HEAD
Yes | DV2543B | 11/14/2015 | TAKE-UP | TAKE-UP MARKETING | ACCS_STS | STRAINER H 2805 | 3 | 0 | #N/A | STRAINER H 2805
Yes | DV2543B | 11/14/2015 | TAKE-UP | TAKE-UP MARKETING | VH MSOFT | MANUAL HEAD SOFTENER F64A 2.5" | 1 | 1300 | RUNXIN MANUAL HEAD F64A SOFTENER 2.5" (4m³/h) | RUNXIN MANUAL HEAD F64A SOFTENER 2.5" (4m³/h)
Yes | DV2543B | 11/14/2015 | TAKE-UP | TAKE-UP MARKETING | VH MSED | MANUAL HEAD SEDIMENT F56A3 2.5" | 2 | 1000 | RUNXIN MANUAL HEAD F56A3 SEDIMENT (4m³/h) | RUNXIN MANUAL HEAD F56A3 SEDIMENT (4m³/h)
Yes | DV2544B | 11/13/2015 | LAKESPRING | LAKESPRING PURIFIED WATER | ROM LE | FILMTEC BW30 40 x 40 L.E | 1 | 13000 | FILMTEC BW30 40 x 40 L.E | FILMTEC BW30 40 x 40 L.E
Yes | DV2544B | 11/13/2015 | LAKESPRING | LAKESPRING PURIFIED WATER | FIL HYDRO 20SL CBF(WO) | HYDROSEP 20SL - CARBON (w/O net inside) | 12 | 600 | #N/A | HYDROSEP 20SL - CARBON (w/O net inside)
Yes | DV2545B | 11/13/2015 | HABUYO | HIGH ISLAND V | PVC AP_IN RED_1*1/4x1 | AP INSIDE REDUCER 1* 1/4 X 1 | 10 | 14 | ZYPE INSIDE REDUCER 1* 1/4" x 1" | ZYPE INSIDE REDUCER 1* 1/4" x 1"
Yes | DV2545B | 11/13/2015 | HABUYO | HIGH ISLAND V | NIP_CS1/2 | COUPLING REDUCER STAINLESS 1/2 X 1/4 | 5 | 60 | BUSHING REDUCER M-F 1/2" x 1/4" HEX PIPE STAINLESS | BUSHING REDUCER M-F 1/2" x 1/4" HEX PIPE STAINLESS
Yes | DV2545B | 11/13/2015 | HABUYO | HIGH ISLAND V | PVC - BVALVE 1/2 | BALL VALVE 1/2 | 10 | 48 | #N/A | BALL VALVE 1/2
Yes | DV2545B | 11/13/2015 | HABUYO | HIGH ISLAND V | PVC AP_MALE A_1 | AP MALE ADAPTOR 1" | 10 | 15 | ZYPE MALE ADAPTOR 1" | ZYPE MALE ADAPTOR 1"
Yes | DV2545B | 11/13/2015 | HABUYO | HIGH ISLAND V | PRE MPC-06 | MASAKI LOW PRESSURE SWITCH MPC-06 | 2 | 800 | MASAKI LOW PRESSURE SWITCH MPC-06 | MASAKI LOW PRESSURE SWITCH MPC-06
Yes | DV2545B | 11/13/2015 | HABUYO | HIGH ISLAND V | ROM_LCLE4040 | FILMTEC BW30 40 x 40 L.C-LE | 4 | 10500 | FILMTEC BW30 40 x 40 L.C.L.E | FILMTEC BW30 40 x 40 L.C.L.E
Yes | DV2545B | 11/13/2015 | HABUYO | HIGH ISLAND V | ACCS_STS | STRAINER H 2805 | 4 | 0 | #N/A | STRAINER H 2805
Yes | DV2545B | 11/13/2015 | HABUYO | HIGH ISLAND V | VH MSOFT | MANUAL HEAD SOFTENER F64A 2.5" | 2 | 1300 | RUNXIN MANUAL HEAD F64A SOFTENER 2.5" (4m³/h) | RUNXIN MANUAL HEAD F64A SOFTENER 2.5" (4m³/h)
Yes | DV2545B | 11/13/2015 | HABUYO | HIGH ISLAND V | VH MSED | MANUAL HEAD SEDIMENT F56A3 2.5" | 2 | 1000 | RUNXIN MANUAL HEAD F56A3 SEDIMENT (4m³/h) | RUNXIN MANUAL HEAD F56A3 SEDIMENT (4m³/h)
Yes | DV2546B | 11/14/2015 | LIVING H20 | LIVING WATER | PUMP CDLF1-90 | CNP CDLF1-90 (1hp) 0.75kw. 1PHASE | 15 | 12500 | #N/A | CNP CDLF1-90 (1hp) 0.75kw. 1PHASE
Yes | DV2547B | 11/14/2015 | LIVING H20 | LIVING WATER | FCET_CONN | GOOSENECK CONNECTOR 1/2" SS ONLY | 150 | 130 | GOOSENECK CONNECTOR 1/2" SS ONLY | GOOSENECK CONNECTOR 1/2" SS ONLY
Yes | DV2547B | 11/14/2015 | LIVING H20 | LIVING WATER | FCET_GOOSE | GOOSENECK FAUCET ONLY | 150 | 220 | FF-800 GOOSENECK FAUCET ONLY | FF-800 GOOSENECK FAUCET ONLY
Yes | DV2548B | 11/14/2015 | SEAMAN'S | SEAMAN'S MARKETING |  | U.V LAMP 6 GPM - TEDITO brand (T5L/21W) | 5 | 0 | ULTRA VIOLET TEDITO LAMP 6 GPM (T5L/21W) | ULTRA VIOLET TEDITO LAMP 6 GPM (T5L/21W)
Yes | DV2549B | 11/13/2015 | ASPI | AQUA FAITH TRADING | FIL WC 20SL-CBF | WATERCHECK 20SL - CBF Carbon Block Filter | 4 | 280 | WATERCHECK 20SL - CBF (carbon block filter) | WATERCHECK 20SL - CBF (carbon block filter)
Yes | DV2549B | 11/13/2015 | ASPI | AQUA FAITH TRADING | MEM_ULP31-4040 | VONTRON MEMBRANE ULP31 - 40 x 40 | 1 | 7500 | VONTRON MEMBRANE ULP31 40 x 40 | VONTRON MEMBRANE ULP31 40 x 40
Yes | DV2550B | 11/14/2015 | UNIQUE | UNIQUE INTERNATIONAL | ACCS_H182 | STRAINER H182 - TOP 4" | 4 | 600 | STRAINER H 182 - PLAIN TOP npt 1*1/2" (4") | STRAINER H 182 - PLAIN TOP npt 1*1/2" (4")
Yes | DV2551B | 11/09/2015 | AGENT1 | ROMY CANETE | FIL EMP WCPF 50GPD | EMPRESS T33 POST CARBON FILTER 2500g. | 1 | 225 | EMPRESS T33 POST CARBON FILTER 2500G. | EMPRESS T33 POST CARBON FILTER 2500G.
Yes | DV2552B | 11/09/2015 | SHANGHAI | SHANGHAI ORIENTAL TEXTILE CORPORATION | RF FBB-50u | FILTER BAG 30"- PP50u (180*810) plastic ring | 2 | 200 | FILTER BAG 30"- PP50u (180*810) PLASTIC RING | FILTER BAG 30"- PP50u (180*810) PLASTIC RING
Yes | DV2553B | 11/09/2015 | ESGUERRA, BOY | BOY ESGUERRA | ACCS_OL 9A | OVERLOAD RELAY 9A | 1 | 350 | TH-P12E 9A OVERLOAD RELAY | TH-P12E 9A OVERLOAD RELAY
Yes | DV2554B | 11/09/2015 | DY ULYSSES | ULYSSES DY | FIL CCK(UDF10"-B)SL | CCK BLUE PLUMP GAC CARTRIDGE UDF10"-SL | 1 | 180 | CCK BLUE PLUMP GAC CARTRIDGE UDF10"-SL | CCK BLUE PLUMP GAC CARTRIDGE UDF10"-SL
Yes | DV2555B | 11/09/2015 | AQUAMEGA | AQUAMEGA - KARUHATAN | HOSE 1/4 B | HOSE R.O TUBING 1/4 BLUE color | 20 | 30 | CCK R.O TUBING HOSE 1/4" BLUE color (300 meter/roll) | CCK R.O TUBING HOSE 1/4" BLUE color (300 meter/roll)
Yes | DV2556B | 11/09/2015 | DIVINE WELL | DIVINE WELL | JACO(Z-1088) | JACO Z-1088 1/2"x1/2" male straight conn. (taiwan) | 2 | 100 | JACO Z-1088 - 1/2mm x 1/2" male straight connector (taiwan) | JACO Z-1088 - 1/2mm x 1/2" male straight connector (taiwan)
Yes | DV2556B | 11/09/2015 | DIVINE WELL | DIVINE WELL | PUMP ATS370 | AQUA TEDELA ATS-370 1/2hp (0.35kw) | 2 | 3200 | AQUA TEDELA ATS-370 1/2hp (0.35kw) | AQUA TEDELA ATS-370 1/2hp (0.35kw)
Yes | DV2557B | 11/09/2015 | CARAAN | ONEST WATER STATION | FIL PRIME20BB-PP5 | PURE PRIME 20BB - 5 MICRON | 1 | 500 | PURE PRIME 20BB - 5 MICRON | PURE PRIME 20BB - 5 MICRON
Yes | DV2557B | 11/09/2015 | CARAAN | ONEST WATER STATION | FIL EP 20SL | PENTEK EP - 20 SLIM | 2 | 580 | PENTEK EP - 20 SLIM | PENTEK EP - 20 SLIM
Yes | DV2558B | 11/09/2015 | BARBA | EDWIN BARBA | FIL WC 10SL-PP | WATERCHECK 10SL - 1 MICRON | 4 | 40 | #N/A | WATERCHECK 10SL - 1 MICRON
Yes | DV2558B | 11/09/2015 | BARBA | EDWIN BARBA | FIL WC 10SL-PP | WATERCHECK 10SL - 5 MICRON | 6 | 40 | #N/A | WATERCHECK 10SL - 5 MICRON
Yes | DV2560B | 11/09/2015 | YU JAMES 2 | JAMES Y. YU | RO_EMP ST50 EWF-200 | EMPRESS ST-50 - EWF-200 R.O SYSTEM (Sr# 803784) | 1 | 8500 | #N/A | EMPRESS ST-50 - EWF-200 R.O SYSTEM (Sr# 803784)
Yes | DV2560B | 11/09/2015 | YU JAMES 2 | JAMES Y. YU | PVC- TEFLON | TEFLON TAPE | 1 | 15 | TITANIUM TEFLON TAPE 3/4" | TITANIUM TEFLON TAPE 3/4"
Yes | DV2562B | 11/09/2015 | JMB TRADING | JMB TRADING |  | PURE PRIME 20SL - 20 MICRON | 1 | 0 | PURE PRIME 20SL - 20 MICRON | PURE PRIME 20SL - 20 MICRON
Yes | DV2563B | 11/09/2015 | CLEMENTE J | JOHN PAUL CLEMENTE | CARTRIDGE_12 EUR T3S | EUREKA T3S 10" (triple cartridge) | 1 | 1980 | EUREKA EWPS-3S T3S 10" | EUREKA EWPS-3S T3S 10"
Yes | DV2563B | 11/09/2015 | CLEMENTE J | JOHN PAUL CLEMENTE | FIL PRIME10SL-PP1 | PURE PRIME 10SL - 1 MICRON | 10 | 60 | PURE PRIME 10SL - 1 MICRON | PURE PRIME 10SL - 1 MICRON
Yes | DV2563B | 11/09/2015 | CLEMENTE J | JOHN PAUL CLEMENTE | FIL PRIME CBF10SL | PURE PRIME 10SL - CARBON Filter | 1 | 160 | PURE PRIME 10SL - CARBON Filter | PURE PRIME 10SL - CARBON Filter
Yes | DV2564B | 11/09/2015 | ANGLO | ANGLO HARDWARE & PAINT CENTER | FIL HYDRO 20BB | HYDROSEP 20BB - CARBON | 2 | 1500 | #N/A | HYDROSEP 20BB - CARBON
Yes | DV2564B | 11/09/2015 | ANGLO | ANGLO HARDWARE & PAINT CENTER | FIL HYDRO 20BB-PP | HYDROSEP 20BB - 5 MICRON | 2 | 520 | #N/A | HYDROSEP 20BB - 5 MICRON
Yes | DV2565B | 11/09/2015 | RESURRECCION | MR. ROBERTO RESURRECCION | FIL WC 10SL-CBF | WATERCHECK 10SL - CBF | 1 | 150 | #N/A | WATERCHECK 10SL - CBF
Yes | DV2565B | 11/09/2015 | RESURRECCION | MR. ROBERTO RESURRECCION | FIL WC 10SL-PP | WATERCHECK 10SL - 5 MICRON | 2 | 35 | #N/A | WATERCHECK 10SL - 5 MICRON
Yes | DV2566B | 11/09/2015 | CAUSEWAY | CAUSEWAY | FIL HYDRO 20BB-PP | HYDROSEP 20BB - 5 MICRON | 2 | 900 | #N/A | HYDROSEP 20BB - 5 MICRON
Yes | DV2567B | 11/09/2015 | CAUSEWAY | CAUSEWAY | FIL HYDRO 10PP_1 | HYDROSEP 10SL - 5 MICRON | 1 | 100 | #N/A | HYDROSEP 10SL - 5 MICRON
Yes | DV2567B | 11/09/2015 | CAUSEWAY | CAUSEWAY | FIL HYDRO 10SL CBF | HYDROSEP 10SL - CBF | 1 | 350 | #N/A | HYDROSEP 10SL - CBF
Yes | DV2567B | 11/09/2015 | CAUSEWAY | CAUSEWAY | FIL CCK(UDF10"-B)SL | CCK BLUE PLUMP GAC CARTRIDGE UDF10"-SL | 1 | 300 | CCK BLUE PLUMP GAC CARTRIDGE UDF10"-SL | CCK BLUE PLUMP GAC CARTRIDGE UDF10"-SL
Yes | DV2568B | 11/09/2015 | JUNIOR GENITA | JUNIOR GENITA/GMAR | FIL NB WP5 - 20BB | PUREGEN 20BB - WP 5 MICRON | 1 | 700 | #N/A | PUREGEN 20BB - WP 5 MICRON
Yes | DV2568B | 11/09/2015 | JUNIOR GENITA | JUNIOR GENITA/GMAR | UV BALLAST REP6 | ULTRA VIOLET BALLAST 6-12 GPM (automatic control) | 1 | 2000 | ULTRA VIOLET WONDER BALLAST 6-12 GPM | ULTRA VIOLET WONDER BALLAST 6-12 GPM
Yes | DV2568B | 11/09/2015 | JUNIOR GENITA | JUNIOR GENITA/GMAR | ACCS_HEAT | HEAT GUN AP1600W model | 1 | 550 | HEAT GUN AP1600W model | HEAT GUN AP1600W model
Yes | DV2569B | 11/09/2015 | AGENT4 | MS. CRISTY | FIL NB WP20 - 10SL | PUREGEN 10SL - WP 20 MICRON | 150 | 50 | #N/A | PUREGEN 10SL - WP 20 MICRON
Yes | DV2570B | 11/10/2015 | FILTERCHEM | FILTERCHEM INC. | FIL NB WP10 - 10SL | PUREGEN 10SL - WP 10 MICRON | 200 | 50 | #N/A | PUREGEN 10SL - WP 10 MICRON
Yes | DV2570B | 11/10/2015 | FILTERCHEM | FILTERCHEM INC. | FIL NB WP5 - 10SL | PUREGEN 10SL - WP 5 MICRON | 200 | 50 | #N/A | PUREGEN 10SL - WP 5 MICRON
Yes | DV2571B | 11/09/2015 | VICTORIANO, LESTHER | LESTHER VICTORIANO | JACO(Z-1088) | JACO Z-1088 1/2"x1/2" male straight conn. (taiwan) | 1 | 80 | JACO Z-1088 - 1/2mm x 1/2" male straight connector (taiwan) | JACO Z-1088 - 1/2mm x 1/2" male straight connector (taiwan)
Yes | DV2571B | 11/09/2015 | VICTORIANO, LESTHER | LESTHER VICTORIANO | FIL WC 20SL-CBF | WATERCHECK 20SL - CBF | 2 | 280 | #N/A | WATERCHECK 20SL - CBF
Yes | DV2571B | 11/09/2015 | VICTORIANO, LESTHER | LESTHER VICTORIANO | PUMP-APC 2 | AUTOMATIC PRESS CONTROL (MAC 02) | 1 | 1500 | MAZAKI AUTOMATIC PRESS CONTROL (MAC 02) | MAZAKI AUTOMATIC PRESS CONTROL (MAC 02)
Yes | DV2573B | 11/09/2015 | TAN E | EDWARD TAN | PVC AP_COUP TRD_1/2 | AP COUPLING THREADED 1/2" | 1 | 15 | ZYPE COUPLING THREADED 1/2" | ZYPE COUPLING THREADED 1/2"
Yes | DV2573B | 11/09/2015 | TAN E | EDWARD TAN | JACO(Z-1048) | JACO Z-1048 1/4"X1/2" male straight conn. (taiwan) | 1 | 100 | JACO Z-1048 - 1/4mm x 1/2" male straight connector (taiwan) | JACO Z-1048 - 1/4mm x 1/2" male straight connector (taiwan)
Yes | DV2573B | 11/09/2015 | TAN E | EDWARD TAN | HOSE 1/4 B | HOSE R.O TUBING 1/4 BLUE color | 1 | 40 | CCK R.O TUBING HOSE 1/4" BLUE color (300 meter/roll) | CCK R.O TUBING HOSE 1/4" BLUE color (300 meter/roll)
Yes | DV2574B | 11/09/2015 | JN MICRO | JN MICRO WATER REFILLING STATION | PUMP-APC 2 | AUTOMATIC PRESS CONTROL (MAC 02) | 1 | 2000 | MAZAKI AUTOMATIC PRESS CONTROL (MAC 02) | MAZAKI AUTOMATIC PRESS CONTROL (MAC 02)
Yes | DV2574B | 11/09/2015 | JN MICRO | JN MICRO WATER REFILLING STATION | ACCS_PUSHGRT | PUSH BUTTON SWITCH RED (titanium series) | 1 | 250 | LA38-11 PUSH BOTTON SWITCH RED (titanium series) | LA38-11 PUSH BOTTON SWITCH RED (titanium series)
Yes | DV2574B | 11/09/2015 | JN MICRO | JN MICRO WATER REFILLING STATION | ACCS_PUSHGT | PUSH BOTTON SWITCH GREEN (titanium series) | 1 | 250 | LA38-11 PUSH BOTTON SWITCH GREEN (titanium series) | LA38-11 PUSH BOTTON SWITCH GREEN (titanium series)
Yes | DV2575B | 11/09/2015 | PHILS | PHILIPPINE HOH INDUSTRIES INC | SP_FSPL1/4" | FITTING STAINLESS SPL 1/4" (4x7.5) m. elb. Thread | 2 | 0 | FITTING STAINLESS SPL 1/4" (4x7.5) male elbow | FITTING STAINLESS SPL 1/4" (4x7.5) male elbow
Yes | DV2578B | 11/09/2015 | AQUA SISTERS (CALOOCAN) | AQUA SISTERS (CALOOCAN) | ACCS_HEAT | HEAT GUN AP1600W model | 1 | 700 | HEAT GUN AP1600W model | HEAT GUN AP1600W model
Yes | DV2580B | 11/09/2015 | QUEEN ASIA | QUEEN ASIA ENT. | ACCS_VOLT M2 | VOLTMETER BLACKSIDED (Silver Series) | 2 | 150 | 85L17 VOLTMETER BLACKSIDED 250V (silver series) | 85L17 VOLTMETER BLACKSIDED 250V (silver series)
Yes | DV2580B | 11/09/2015 | QUEEN ASIA | QUEEN ASIA ENT. | PRE PG 100 AIR | PRESSURE GAUGE 100 PSI - AIR | 3 | 200 | PRESSURE GAUGE 100 PSI - AIR | PRESSURE GAUGE 100 PSI - AIR
Yes | DV2580B | 11/09/2015 | QUEEN ASIA | QUEEN ASIA ENT. | ACCS_HEAT | HEAT GUN AP1600W model | 3 | 550 | HEAT GUN AP1600W model | HEAT GUN AP1600W model
Yes | DV2580B | 11/09/2015 | QUEEN ASIA | QUEEN ASIA ENT. | ACCS_BREAKER | CHINT CIRCUIT BREAKER (BHA 32) | 4 | 350 | BHA 32 MINIATURE CIRCUIT BREAKER | BHA 32 MINIATURE CIRCUIT BREAKER
Yes | DV2580B | 11/09/2015 | QUEEN ASIA | QUEEN ASIA ENT. | ACCS_OL 9A | OVERLOAD RELAY 9A | 4 | 250 | TH-P12E 9A OVERLOAD RELAY | TH-P12E 9A OVERLOAD RELAY
Yes | DV2580B | 11/09/2015 | QUEEN ASIA | QUEEN ASIA ENT. | ACCS_MCS-P11 | MAGNETIC CONTACTOR SP-11 | 4 | 350 | XSC1-011 SP-11 MAGNETIC CONTACTOR | XSC1-011 SP-11 MAGNETIC CONTACTOR
Yes | DV2580B | 11/09/2015 | QUEEN ASIA | QUEEN ASIA ENT. | ACCS_OL15 | OVERLOAD RELAY 15A (CHINT BRAND) | 2 | 250 | TH-P12E 15A OVERLOAD RELAY | TH-P12E 15A OVERLOAD RELAY
Yes | DV2580B | 11/09/2015 | QUEEN ASIA | QUEEN ASIA ENT. | ACCS_MCS-P15 | MAGNETIC CONTACTOR S-P15 (Shihlin electric) | 2 | 350 | XSC1-015 SP-15 MAGNETIC CONTACTOR | XSC1-015 SP-15 MAGNETIC CONTACTOR
Yes | DV2580B | 11/09/2015 | QUEEN ASIA | QUEEN ASIA ENT. | PVC AP_COUP PLN_1/2 | AP COUPLING PLAIN 1/2" | 5 | 6 | ZYPE COUPLING PLAIN 1/2" | ZYPE COUPLING PLAIN 1/2"
Yes | DV2580B | 11/09/2015 | QUEEN ASIA | QUEEN ASIA ENT. | PVC AP_COUP PLN_3/4 | AP COUPLING PLAIN 3/4" | 5 | 10 | ZYPE COUPLING PLAIN 3/4" | ZYPE COUPLING PLAIN 3/4"
Yes | DV2580B | 11/09/2015 | QUEEN ASIA | QUEEN ASIA ENT. | PVC AP_COUP PLN_1 | AP COUPLING PLAIN 1" | 5 | 15 | ZYPE COUPLING PLAIN 1" | ZYPE COUPLING PLAIN 1"
Yes | DV2580B | 11/09/2015 | QUEEN ASIA | QUEEN ASIA ENT. | PVC - P1/2 | PIPE 1/2 | 10 | 119 | ZYPE PIPE 1/2" | ZYPE PIPE 1/2"
Yes | DV2581BG | 11/10/2015 | JOHNSON | JOHNSON LU / SEACOM | GAL_SLIM | SLIM CONTAINER 5 GALLON | 35 | 125 | SLIM CONTAINER 5 GALLON | SLIM CONTAINER 5 GALLON
Yes | DV2582B | 11/10/2015 | OMITER | OMITER ALKALINE | FIL HYDRO 10PP_1 | HYDROSEP 10SL - 5 MICRON | 2 | 80 | #N/A | HYDROSEP 10SL - 5 MICRON
Yes | DV2582B | 11/10/2015 | OMITER | OMITER ALKALINE | FIL HYDRO 20 PP_1 | HYDROSEP 20SL - 5 MICRON | 1 | 120 | #N/A | HYDROSEP 20SL - 5 MICRON
Yes | DV2582B | 11/10/2015 | OMITER | OMITER ALKALINE | FIL PRIME CBF20SL | PURE PRIME 20SL - CARBON Filter | 2 | 300 | PURE PRIME 20SL - CARBON Filter | PURE PRIME 20SL - CARBON Filter
Yes | DV2584BG | 11/10/2015 | RTB | RTB WATER STATION | GAL_SEAL FCT | FAUCET SEAL | 7 | 180 | #N/A | FAUCET SEAL
Yes | DV2584BG | 11/10/2015 | RTB | RTB WATER STATION | GAL_SEAL SMALL | SMALL CAP SEAL | 2 | 130 | #N/A | SMALL CAP SEAL
Yes | DV2585B | 11/10/2015 | RTB | RTB WATER STATION | ACCS_SCREW2 | SCREW for BB HOUSING | 4 | 0 | SCREW FOR BB HOUSING | SCREW FOR BB HOUSING
Yes | DV2585B | 11/10/2015 | RTB | RTB WATER STATION | ACCS_BRAC BBT | BRACKET STEEL BB TAIWAN | 1 | 0 | BRACKET STEEL BB TAIWAN | BRACKET STEEL BB TAIWAN
Yes | DV2585B | 11/10/2015 | RTB | RTB WATER STATION | ACCS_SPNR BB-T | SPANNER WRENCH BB TAIWAN | 1 | 0 | SPANNER WRENCH BB TAIWAN (BLACK) | SPANNER WRENCH BB TAIWAN (BLACK)
Yes | DV2585B | 11/10/2015 | RTB | RTB WATER STATION | HOUSING BB20-T | BIG BLUE HOUSING 20" npt 1" TAiWAN | 1 | 1600 | (bdle) BIG BLUE HOUSING 20" npt 1" TAIWAN w/ ACCS. | (bdle) BIG BLUE HOUSING 20" npt 1" TAIWAN w/ ACCS.
Yes | DV2585B | 11/10/2015 | RTB | RTB WATER STATION | PVC- TEFLON | TEFLON TAPE | 2 | 15 | TITANIUM TEFLON TAPE 3/4" | TITANIUM TEFLON TAPE 3/4"
Yes | DV2586B | 11/10/2015 | JONATHAN CRUZ | JONATHAN CRUZ | FIL CBC 20SL | PENTEK CBC - 20 SLIM | 1 | 1300 | #N/A | PENTEK CBC - 20 SLIM
Yes | DV2586B | 11/10/2015 | JONATHAN CRUZ | JONATHAN CRUZ | FIL EP 20SL | PENTEK EP - 20 SLIM | 1 | 580 | PENTEK EP - 20 SLIM | PENTEK EP - 20 SLIM
Yes | DV2588B | 11/10/2015 | GO E | ERNESTO GO | HOSE 1/4 B | HOSE R.O TUBING 1/4 BLUE color | 2 | 40 | CCK R.O TUBING HOSE 1/4" BLUE color (300 meter/roll) | CCK R.O TUBING HOSE 1/4" BLUE color (300 meter/roll)
Yes | DV2589B | 11/10/2015 | AQUAL | AQUA LARGE | ACCS_AP1200 | HEAT GUN AP1200W model | 1 | 650 | HEAT GUN AP1200W model | HEAT GUN AP1200W model
Yes | DV2589B | 11/10/2015 | AQUAL | AQUA LARGE | PRE REG1/2 | PRESSURE REGULATOR 1/2 ss - CHINA | 1 | 1800 | PRESSURE REGULATOR 1/2" SS - CHINA | PRESSURE REGULATOR 1/2" SS - CHINA
Yes | DV2590B | 11/10/2015 | FILTERCHEM | FILTERCHEM INC. | FIL NB WP1 - 20SL | PUREGEN 20SL - WP 1 MICRON | 450 | 100 | #N/A | PUREGEN 20SL - WP 1 MICRON
Yes | DV2591B | 11/10/2015 | OROCAY | MR. ROD OROCAY | PVC- TEFLON | TEFLON TAPE | 10 | 15 | TITANIUM TEFLON TAPE 3/4" | TITANIUM TEFLON TAPE 3/4"
Yes | DV2591B | 11/10/2015 | OROCAY | MR. ROD OROCAY | PVC AP_PTN PLN_1/2 | AP PATENTE PLAIN 1/2" | 1 | 50 | ZYPE PATENTE PLAIN 1/2" | ZYPE PATENTE PLAIN 1/2"
Yes | DV2591B | 11/10/2015 | OROCAY | MR. ROD OROCAY | PVC-ELB-TRD 1/2 | ELBOW THREADED 1/2 | 1 | 23 | ZYPE 90° ELBOW THREADED 1/2" | ZYPE 90° ELBOW THREADED 1/2"
Yes | DV2591B | 11/10/2015 | OROCAY | MR. ROD OROCAY | PVC - INS RED_3 | INSIDE REDUCER 1*1/4 x 1 | 1 | 38 | #N/A | INSIDE REDUCER 1*1/4 x 1
Yes | DV2591B | 11/10/2015 | OROCAY | MR. ROD OROCAY | PVC AP_PTN PLN_1*1/4 | AP PATENTE PLAIN 1*1/4 | 1 | 210 | ZYPE PATENTE PLAIN 1*1/4" | ZYPE PATENTE PLAIN 1*1/4"
Yes | DV2592B | 11/10/2015 | PELIAS G. | GETHER PELIAS | FIL WC 20SL-CBF | WATERCHECK 20SL - CBF | 4 | 280 | #N/A | WATERCHECK 20SL - CBF
Yes | DV2592B | 11/10/2015 | PELIAS G. | GETHER PELIAS | FIL DGD5005 10BB-PT | PENTEK BB10 DGD 5005 | 2 | 450 | #N/A | PENTEK BB10 DGD 5005
Yes | DV2593B | 11/10/2015 | PELIAS | MS. JOSSETTE G. PELIAS | FIL WC 20SL-CBF | WATERCHECK 20SL - CBF | 3 | 280 | #N/A | WATERCHECK 20SL - CBF
Yes | DV2593B | 11/10/2015 | PELIAS | MS. JOSSETTE G. PELIAS | FCET_GOOSE | GOOSENECK FAUCET ONLY | 2 | 250 | FF-800 GOOSENECK FAUCET ONLY | FF-800 GOOSENECK FAUCET ONLY
Yes | DV2593B | 11/10/2015 | PELIAS | MS. JOSSETTE G. PELIAS | FCET_CONN | GOOSENECK CONNECTOR 1/2" SS ONLY | 2 | 200 | GOOSENECK CONNECTOR 1/2" SS ONLY | GOOSENECK CONNECTOR 1/2" SS ONLY
Yes | DV2594B | 11/10/2015 | PONCEHARD | MADRIAGA WATER SYSTEM SUPPLIES | HOSE 10 X 6.5 B | HOSE 10 x 6.5mm. BLUE color | 3 | 75 | TPUCO HOSE 10 x 6.5 mm. BLUE color (100 meter/roll) | TPUCO HOSE 10 x 6.5 mm. BLUE color (100 meter/roll)
Yes | DV2594B | 11/10/2015 | PONCEHARD | MADRIAGA WATER SYSTEM SUPPLIES | HOSE 1/4 W | HOSE R.O TUBING 1/4 WHITE color | 6 | 35 | CCK R.O TUBING HOSE 1/4" WHITE color (300 meter/roll) | CCK R.O TUBING HOSE 1/4" WHITE color (300 meter/roll)
Yes | DV2594B | 11/10/2015 | PONCEHARD | MADRIAGA WATER SYSTEM SUPPLIES | JACO(Z-4044) | JACO Z-4044 1/4"x1/4" male elbow conn. (taiwan) | 2 | 80 | JACO Z-4044 - 1/4" x 1/4" male elbow connector (taiwan) | JACO Z-4044 - 1/4" x 1/4" male elbow connector (taiwan)
Yes | DV2594B | 11/10/2015 | PONCEHARD | MADRIAGA WATER SYSTEM SUPPLIES | CARTRIDGE_12 EUR T3S | EUREKA T3S 10" (triple cartridge) | 1 | 1980 | EUREKA EWPS-3S T3S 10" | EUREKA EWPS-3S T3S 10"
Yes | DV2594B | 11/10/2015 | PONCEHARD | MADRIAGA WATER SYSTEM SUPPLIES | JACO(Z-1048) | JACO Z-1048 1/4"X1/2" male straight conn. (taiwan) | 2 | 90 | JACO Z-1048 - 1/4mm x 1/2" male straight connector (taiwan) | JACO Z-1048 - 1/4mm x 1/2" male straight connector (taiwan)
Yes | DV2595B | 11/10/2015 | CELESTIAL | CELESTIAL WATER | FIL EP 10SL | PENTEK EP - 10 SLIM | 1 | 420 | PENTEK EP - 10 SLIM | PENTEK EP - 10 SLIM
Yes | DV2596B | 11/10/2015 | IZZY | IZZY PHRESH REFILLING STATION | FIL PRIME CBF20SL | PURE PRIME 20SL - CARBON Filter | 6 | 450 | PURE PRIME 20SL - CARBON Filter | PURE PRIME 20SL - CARBON Filter
Yes | DV2596B | 11/10/2015 | IZZY | IZZY PHRESH REFILLING STATION | FIL PRIME20SL-PP1 | PURE PRIME 20SL - 1 MICRON | 15 | 90 | PURE PRIME 20SL - 1 MICRON | PURE PRIME 20SL - 1 MICRON
Yes | DV2597B | 11/10/2015 | UNIFIBER | UNIFIBER INDUSTRIES INC. | HOSE 1/4 B | HOSE R.O TUBING 1/4 BLUE color | 5 | 35 | CCK R.O TUBING HOSE 1/4" BLUE color (300 meter/roll) | CCK R.O TUBING HOSE 1/4" BLUE color (300 meter/roll)
Yes | DV2597B | 11/10/2015 | UNIFIBER | UNIFIBER INDUSTRIES INC. | SP_CONNF604 | PUSH FITTING SPLF 6-04 (6mm.x1/2) female elbow | 1 | 80 | PUSH FITTING SPLF 6 - 04 (6mm.x1/2) female elbow | PUSH FITTING SPLF 6 - 04 (6mm.x1/2) female elbow
Yes | DV2598B | 11/10/2015 | RJYV STATION | CRUVIER WATER STATION | FIL WC 20BB-CBF | WATERCHECK 20BB - CBF | 1 | 1800 | #N/A | WATERCHECK 20BB - CBF
Yes | DV2599BG | 11/10/2015 | RJYV STATION | CRUVIER WATER STATION | GAL_SEAL SMALL | SMALL CAP SEAL | 1 | 130 | #N/A | SMALL CAP SEAL
Yes | DV2600B | 11/10/2015 | LUXURY | LUXURY SPRING | HOSE 10 X 6.5 B | HOSE 10 x 6.5mm. BLUE color | 3 | 75 | TPUCO HOSE 10 x 6.5 mm. BLUE color (100 meter/roll) | TPUCO HOSE 10 x 6.5 mm. BLUE color (100 meter/roll)
Yes | DV2601B | 11/10/2015 | MENDOZA D. | MR. DON DON MENDOZA | MF BP-505-2 ABAM | ANTI-BACTERIAL ALKALINE MEDIA | 1 | 1200 | BP-505-2 ANTI-BACTERIAL ALKALINE MEDIA (taiwan) | BP-505-2 ANTI-BACTERIAL ALKALINE MEDIA (taiwan)
Yes | DV2601B | 11/10/2015 | MENDOZA D. | MR. DON DON MENDOZA | FIL WR30 20SL | WATERCHECK 20SL - WR30 Pleated Polyester Cartridge | 1 | 350 | WATERCHECK 20SL - WR30 (pleated polyester catridge) | WATERCHECK 20SL - WR30 (pleated polyester catridge)
Yes | DV2601B | 11/10/2015 | MENDOZA D. | MR. DON DON MENDOZA | FIL PRIME CBF10SL | PURE PRIME 10SL - CARBON Filter | 1 | 180 | PURE PRIME 10SL - CARBON Filter | PURE PRIME 10SL - CARBON Filter
Yes | DV2601B | 11/10/2015 | MENDOZA D. | MR. DON DON MENDOZA | FIL PRIME10SL-PP1 | PURE PRIME 10SL - 1 MICRON | 1 | 45 | PURE PRIME 10SL - 1 MICRON | PURE PRIME 10SL - 1 MICRON
Yes | DV2601B | 11/10/2015 | MENDOZA D. | MR. DON DON MENDOZA | FIL HYDRO 20 PP_1 | HYDROSEP 20SL - 5 MICRON | 5 | 95 | #N/A | HYDROSEP 20SL - 5 MICRON
Yes | DV2601B | 11/10/2015 | MENDOZA D. | MR. DON DON MENDOZA | FIL HYDRO 20SL CBF(WO) | HYDROSEP 20SL - CARBON Block (w/O net inside) | 2 | 550 | HYDROSEP 20SL - CBF (carbon block filter) W/O NET | HYDROSEP 20SL - CBF (carbon block filter) W/O NET
Yes | DV2602B | 11/10/2015 | CONCEPTION | AURORA CONCEPTION | MF SSALT CLARO | CLARO VIDA SOLAR SALT (50kgs.) | 2 | 500 | CLARO VIDA SOLAR SALT (50kgs.) | CLARO VIDA SOLAR SALT (50kgs.)
Yes | DV2603BG | 11/10/2015 | REFINE | REFINE WATER REFILLING STATION | GAL_SEAL FCT | FAUCET SEAL | 5 | 180 | #N/A | FAUCET SEAL
Yes | DV2604B | 11/10/2015 | AQUA-JON | AQUA-JON | ACCS_FLCR | RADAR FLUID LEVEL CONTROLLER | 1 | 350 | ST-70AB RADAR FLUID LEVEL CONTROLLER | ST-70AB RADAR FLUID LEVEL CONTROLLER
Yes | DV2605B | 11/10/2015 | AQUALITY | JL DIAL MED TRADING CO. | PVC - ECAP TRD 1/2 | END CAP THREADED 1/2" | 10 | 7 | ZYPE END CAP THREADED 1/2" | ZYPE END CAP THREADED 1/2"
Yes | DV2606BG | 11/10/2015 | MOPERA | NEIL MOPERA | GAL_SEAL FCT | FAUCET SEAL (80mm x 50mm) 1,000pcs./PACK | 1 | 180 | FAUCET SEAL (80mm x 50mm) 1,000pcs/PACK | FAUCET SEAL (80mm x 50mm) 1,000pcs/PACK
Yes | DV2607B | 11/10/2015 | WATER EH | WATER EH | MEM_ULP11-4040 | VONTRON MEMBRANE ULP11 - 40 x 40 | 2 | 6500 | VONTRON MEMBRANE ULP11 40 x 40 | VONTRON MEMBRANE ULP11 40 x 40
Yes | DV2607B | 11/10/2015 | WATER EH | WATER EH | PVC - BVALVE 3/4 | BALL VALVE 3/4 | 6 | 63 | #N/A | BALL VALVE 3/4
Yes | DV2607B | 11/10/2015 | WATER EH | WATER EH | PVC AP_COUP TRD_1 | AP COUPLING THREADED 1" | 10 | 18 | ZYPE COUPLING THREADED 1" | ZYPE COUPLING THREADED 1"
Yes | DV2607B | 11/10/2015 | WATER EH | WATER EH | PVC-ELB-TRD 1" | ELBOW THREADED 1" | 3 | 29 | ZYPE 90° ELBOW THREADED 1" | ZYPE 90° ELBOW THREADED 1"
Yes | DV2607B | 11/10/2015 | WATER EH | WATER EH | PVC-ELB-TRD 1/2 | ELBOW THREADED 1/2 | 5 | 20 | ZYPE 90° ELBOW THREADED 1/2" | ZYPE 90° ELBOW THREADED 1/2"
Yes | DV2607B | 11/10/2015 | WATER EH | WATER EH | PVC AP_COUP THR_1/2x1/4 | AP COUPLING REDUCER THREADED 1/2" x 1/4" | 10 | 16 | ZYPE COUPLING REDUCER THREADED 1/2" x 1/4" | ZYPE COUPLING REDUCER THREADED 1/2" x 1/4"
Yes | DV2607B | 11/10/2015 | WATER EH | WATER EH | SP_CONN C602 | PUSH FITTING SPC 6 - 02 (6mm.x1/4) straight snap | 4 | 60 | PUSH FITTING SPC 6 - 02 (6mm.x1/4) straight snap | PUSH FITTING SPC 6 - 02 (6mm.x1/4) straight snap
Yes | DV2607B | 11/10/2015 | WATER EH | WATER EH | SP_CONNF602 | PUSH FITTING SPLF 6 - 02 (6mm.x1/4) female elbow | 4 | 60 | PUSH FITTING SPLF 6 - 02 (6mm.x1/4) female elbow | PUSH FITTING SPLF 6 - 02 (6mm.x1/4) female elbow
Yes | DV2607B | 11/10/2015 | WATER EH | WATER EH | HOSE 10 X 6.5 B | HOSE 10 x 6.5mm. BLUE color | 6 | 70 | TPUCO HOSE 10 x 6.5 mm. BLUE color (100 meter/roll) | TPUCO HOSE 10 x 6.5 mm. BLUE color (100 meter/roll)
Yes | DV2608B | 11/10/2015 | WATER EH | WATER EH | ACCS_SCREW1 | SCREW for SL HOUSING | 8 | 0 | SCREW FOR SL HOUSING | SCREW FOR SL HOUSING
Yes | DV2608B | 11/10/2015 | WATER EH | WATER EH | ACCS_BRAC ST | BRACKET STEEL TAIWAN (new) | 2 | 0 | BRACKET STEEL TAIWAN (NEW) | BRACKET STEEL TAIWAN (NEW)
Yes | DV2608B | 11/10/2015 | WATER EH | WATER EH | HOUSING SBHC_2 | SLIM BLUE HOUSING 20" npt 3/4" China (CH20-40) | 2 | 600 | (bdle) SLIM BLUE HOUSING 20" npt 3/4" CHINA (CH20-40) w/ ACCS. | (bdle) SLIM BLUE HOUSING 20" npt 3/4" CHINA (CH20-40) w/ ACCS.
Yes | DV2609B | 11/10/2015 | BOYET | MR. BOYET MATAWARAN | JACO C-C0001L | JACO PN-4 1/4"x1/4" male pipe straigth (china) | 1 | 80 | JACO PN-4 - 1/4" x 1/4" male pipe straigth (china) | JACO PN-4 - 1/4" x 1/4" male pipe straigth (china)
Yes | DV2609B | 11/10/2015 | BOYET | MR. BOYET MATAWARAN | JACO(Z-1044) | JACO Z-1044 1/4"x1/4" male straight conn. (taiwan) | 1 | 80 | JACO Z-1044 - 1/4mm x 1/4" male straight connector (taiwan) | JACO Z-1044 - 1/4mm x 1/4" male straight connector (taiwan)
Yes | DV2609B | 11/10/2015 | BOYET | MR. BOYET MATAWARAN | FIL WC 10SL-PP | WATERCHECK 10SL - 5 MICRON | 2 | 60 | #N/A | WATERCHECK 10SL - 5 MICRON
Yes | DV2609B | 11/10/2015 | BOYET | MR. BOYET MATAWARAN | HOUSING EMP SWH_10 | EMPRESS SLIM WHITE HOUSING 10SL npt 1/4" | 2 | 350 | EMPRESS SLIM WHITE HOUSING 10" npt 1/4" | EMPRESS SLIM WHITE HOUSING 10" npt 1/4"
Yes | DV2609B | 11/10/2015 | BOYET | MR. BOYET MATAWARAN | FCET_07 | GF 07 FAUCET - GOLD knob | 1 | 500 | GF 07 FAUCET - GOLD knob | GF 07 FAUCET - GOLD knob
Yes | DV2609B | 11/10/2015 | BOYET | MR. BOYET MATAWARAN | FIL GAC 10SL | WATERCHECK GAC - 10SL Granular Activated Carbon | 1 | 250 | WATERCHECK GAC - 10SL (granular activated carbon) | WATERCHECK GAC - 10SL (granular activated carbon)
Yes | DV2609B | 11/10/2015 | BOYET | MR. BOYET MATAWARAN | FIL WC 10SL-CBF | WATERCHECK 10SL - CBF Carbon Block Filter | 1 | 200 | WATERCHECK 10SL - CBF (carbon block filter) | WATERCHECK 10SL - CBF (carbon block filter)
Yes | DV2609B | 11/10/2015 | BOYET | MR. BOYET MATAWARAN | ACCS_CLAMP | CLAMP FOR ST-50A (plastic) | 1 | 100 | PLASTIC CLAMP for ST-50A | PLASTIC CLAMP for ST-50A
Yes | DV2610B | 11/10/2015 | AEROASIA | MEDCONASIA INCORPORATED | PVC AP_COUP TRD_3/4 | AP COUPLING THREADED 3/4" | 60 | 13 | ZYPE COUPLING THREADED 3/4" | ZYPE COUPLING THREADED 3/4"
Yes | DV2610B | 11/10/2015 | AEROASIA | MEDCONASIA INCORPORATED | PVC AP_COUP THR_1/2x1/4 | AP COUPLING REDUCER THREADED 1/2" x 1/4" | 50 | 20 | ZYPE COUPLING REDUCER THREADED 1/2" x 1/4" | ZYPE COUPLING REDUCER THREADED 1/2" x 1/4"
Yes | DV2610B | 11/10/2015 | AEROASIA | MEDCONASIA INCORPORATED | PVC AP_IN RED_3/4x1/2 | AP INSIDE REDUCER 3/4" x 1/2" | 50 | 7.2 | ZYPE INSIDE REDUCER 3/4" x 1/2" | ZYPE INSIDE REDUCER 3/4" x 1/2"
Yes | DV2610B | 11/10/2015 | AEROASIA | MEDCONASIA INCORPORATED | PVC AP_IN RED_1x3/4 | AP INSIDE REDUCER 1" x 3/4" | 50 | 11 | ZYPE INSIDE REDUCER 1" x 3/4" | ZYPE INSIDE REDUCER 1" x 3/4"
Yes | DV2610B | 11/10/2015 | AEROASIA | MEDCONASIA INCORPORATED | PVC AP_90ELB PLN_1/2 | AP 90° ELBOW PLAIN 1/2" | 200 | 10 | ZYPE 90° ELBOW PLAIN 1/2" | ZYPE 90° ELBOW PLAIN 1/2"
Yes | DV2610B | 11/10/2015 | AEROASIA | MEDCONASIA INCORPORATED | PVC AP_TEE PLN_1 | AP TEE PLAIN 1" | 100 | 36 | ZYPE TEE PLAIN 1" | ZYPE TEE PLAIN 1"
Yes | DV2610B | 11/10/2015 | AEROASIA | MEDCONASIA INCORPORATED | PVC AP_TEE PLN_1/2 | AP TEE PLAIN 1/2" | 50 | 14 | ZYPE TEE PLAIN 1/2" | ZYPE TEE PLAIN 1/2"
Yes | DV2610B | 11/10/2015 | AEROASIA | MEDCONASIA INCORPORATED | PVC AP_PTN PLN_1 | AP PATENTE PLAIN 1" | 50 | 98 | ZYPE PATENTE PLAIN 1" | ZYPE PATENTE PLAIN 1"
Yes | DV2610B | 11/10/2015 | AEROASIA | MEDCONASIA INCORPORATED | MF ANTRA | ANTHRACITE (James Cumming)) | 2 | 1800 | JAMES CUMMING ANTHRACITE 0.83mm | JAMES CUMMING ANTHRACITE 0.83mm
Yes | DV2610B | 11/10/2015 | AEROASIA | MEDCONASIA INCORPORATED | MF SSAND | SILICA SAND | 4 | 445 | SILICA SAND | SILICA SAND
Yes | DV2610B | 11/10/2015 | AEROASIA | MEDCONASIA INCORPORATED | MF MNGS ZEO | MANGANESE ZEOLITE 30 kgs. | 2 | 2600 | MANGANESE ZEOLITE 30 kgs. | MANGANESE ZEOLITE 30 kgs.
Yes | DV2611B | 11/10/2015 | FILTRADE | FILTRADE | FIL WC 20SLPP | WATERCHECK 20SL - 1 MICRON | 2 | 80 | #N/A | WATERCHECK 20SL - 1 MICRON
Yes | DV2611B | 11/10/2015 | FILTRADE | FILTRADE | FIL WC 20SLPP | WATERCHECK 20SL - 5 MICRON | 2 | 80 | #N/A | WATERCHECK 20SL - 5 MICRON
Yes | DV2611B | 11/10/2015 | FILTRADE | FILTRADE | FIL WC 20SLPP | WATERCHECK 20SL - 10 MICRON | 2 | 80 | #N/A | WATERCHECK 20SL - 10 MICRON
Yes | DV2612B | 11/11/2015 | WATER 4 LESS- MANILA | WATER FOR LESS - MANILA | FIL HYDRO 20 PP_1 | HYDROSEP 20SL - 1 MICRON | 25 | 95 | #N/A | HYDROSEP 20SL - 1 MICRON
Yes | DV2612B | 11/11/2015 | WATER 4 LESS- MANILA | WATER FOR LESS - MANILA | FIL HYDRO 20 PP_1 | HYDROSEP 20SL - 5 MICRON | 50 | 95 | #N/A | HYDROSEP 20SL - 5 MICRON
Yes | DV2612B | 11/11/2015 | WATER 4 LESS- MANILA | WATER FOR LESS - MANILA | FIL PS1-10C | PENTEK brand 10SL - 1 MICRON | 24 | 75 | #N/A | PENTEK brand 10SL - 1 MICRON
Yes | DV2612B | 11/11/2015 | WATER 4 LESS- MANILA | WATER FOR LESS - MANILA | FIL PS5-10C | PENTEK brand 10SL - 5 MICRON | 24 | 70 | #N/A | PENTEK brand 10SL - 5 MICRON
Yes | DV2613B | 11/10/2015 | CDLC | MICRON SYSTEM ENTERPRISES | PVC - P1/2 | PIPE 1/2 | 1 | 119 | ZYPE PIPE 1/2" | ZYPE PIPE 1/2"
Yes | DV2614B | 11/10/2015 | PORNEA L | LINO PORNEA | PVC AP_COUP THR_1/2x1/4 | AP COUPLING REDUCER THREADED 1/2" x 1/4" | 1 | 19 | ZYPE COUPLING REDUCER THREADED 1/2" x 1/4" | ZYPE COUPLING REDUCER THREADED 1/2" x 1/4"
Yes | DV2614B | 11/10/2015 | PORNEA L | LINO PORNEA | PVC AP_IN RED_3/4x1/2 | AP INSIDE REDUCER 3/4" x 1/2" | 1 | 6 | ZYPE INSIDE REDUCER 3/4" x 1/2" | ZYPE INSIDE REDUCER 3/4" x 1/2"
Yes | DV2614B | 11/10/2015 | PORNEA L | LINO PORNEA | PVC AP_TEE PLN_3/4 | AP TEE PLAIN 3/4" | 1 | 15 | ZYPE TEE PLAIN 3/4" | ZYPE TEE PLAIN 3/4"
Yes | DV2614B | 11/10/2015 | PORNEA L | LINO PORNEA | HOSE 1/4 B | HOSE R.O TUBING 1/4 BLUE color | 20 | 35 | CCK R.O TUBING HOSE 1/4" BLUE color (300 meter/roll) | CCK R.O TUBING HOSE 1/4" BLUE color (300 meter/roll)
Yes | DV2614B | 11/10/2015 | PORNEA L | LINO PORNEA | FIL DGD5005 20BB-PT | PENTEK BB20 DGD 5005 | 1 | 580 | #N/A | PENTEK BB20 DGD 5005
Yes | DV2614B | 11/10/2015 | PORNEA L | LINO PORNEA | FIL DGD2501 20BB-PT | PENTEK BB20 DGD 2501 | 1 | 580 | #N/A | PENTEK BB20 DGD 2501
Yes | DV2614B | 11/10/2015 | PORNEA L | LINO PORNEA | PVC AP_COUP PLN_1/2 | AP COUPLING PLAIN 1/2" | 1 | 6 | ZYPE COUPLING PLAIN 1/2" | ZYPE COUPLING PLAIN 1/2"
Yes | DV2615B | 11/10/2015 | PURE F | PUREFLOW WATER SYSTEMS, INC. | VH F73A3 | RUNXIN HEAD TM F73 A3 SOFTENER | 1 | 12500 | RUNXIN DIGITAL HEAD F73A3 SOFTENER | RUNXIN DIGITAL HEAD F73A3 SOFTENER
Yes | DV2616B | 11/10/2015 | AEROASIA | MEDCONASIA INCORPORATED | PVC - INS RED_5 | INSIDE REDUCER 2 x 1*1/2 | 2 | 86 | #N/A | INSIDE REDUCER 2 x 1*1/2
Yes | DV2616B | 11/10/2015 | AEROASIA | MEDCONASIA INCORPORATED | PVC AP_PTN PLN_1*1/2 | AP PATENTE PLAIN 1*1/2 | 2 | 250 | ZYPE PATENTE PLAIN 1*1/2" | ZYPE PATENTE PLAIN 1*1/2"
Yes | DV2616B | 11/10/2015 | AEROASIA | MEDCONASIA INCORPORATED | PVC AP_MALE A_1*1/2 | AP MALE ADAPTOR 1*1/2" | 2 | 37 | ZYPE MALE ADAPTOR 1*1/2" | ZYPE MALE ADAPTOR 1*1/2"
Yes | DV2616B | 11/10/2015 | AEROASIA | MEDCONASIA INCORPORATED | PRE FM T60 | FLOWMETER TUBE 60 GPM (LZT-4006G) | 1 | 2950 | FLOWMETER TUBE 60 GPM (MBLD LZT-4006G) - 1*1/2" female thread | FLOWMETER TUBE 60 GPM (MBLD LZT-4006G) - 1*1/2" female thread
Yes | DV2618B | 11/10/2015 | LIM CL | CALVIN L. LIM | JACO(Z-1048) | JACO Z-1048 1/4"X1/2" male straight conn. (taiwan) | 1 | 90 | JACO Z-1048 - 1/4mm x 1/2" male straight connector (taiwan) | JACO Z-1048 - 1/4mm x 1/2" male straight connector (taiwan)
Yes | DV2619B | 11/11/2015 | WOW | WOW H20 WATER REFILLING STATION | FIL HYDRO 20BB-PP | HYDROSEP 20BB - 5 MICRON (SALE) | 1 | 520 | #N/A | HYDROSEP 20BB - 5 MICRON (SALE)
Yes | DV2619B | 11/11/2015 | WOW | WOW H20 WATER REFILLING STATION | FIL SFBB 2001 P | PUREGEN 20BB - 5 MICRON (SalE) | 1 | 500 | #N/A | PUREGEN 20BB - 5 MICRON (SalE)
Yes | DV2619B | 11/11/2015 | WOW | WOW H20 WATER REFILLING STATION | FIL WC 20BB-CBF | WATERCHECK 20BB - CBF Carbon Block Filter | 1 | 1200 | WATERCHECK 20BB - CBF (carbon block filter) | WATERCHECK 20BB - CBF (carbon block filter)
Yes | DV2620B | 11/11/2015 | ESCARIO | NOEL ESCARIO | FIL HYDRO 10SL CBF | HYDROSEP 10SL - CBF | 1 | 350 | #N/A | HYDROSEP 10SL - CBF
Yes | DV2620B | 11/11/2015 | ESCARIO | NOEL ESCARIO | FIL HYDRO 10PP_1 | HYDROSEP 10SL - 5 MICRON | 1 | 80 | #N/A | HYDROSEP 10SL - 5 MICRON
Yes | DV2621B | 11/11/2015 | VINCELEY | VINCELEY PURE | ACCS_TDS LTHR | TDS METER w/ LEATHER CASE | 4 | 1200 | HM-3 TDS METER w/ LEATHER CASE | HM-3 TDS METER w/ LEATHER CASE
Yes | DV2621B | 11/11/2015 | VINCELEY | VINCELEY PURE | PUMP-APC 2 | AUTOMATIC PRESS CONTROL (MAC 02) | 3 | 2000 | MAZAKI AUTOMATIC PRESS CONTROL (MAC 02) | MAZAKI AUTOMATIC PRESS CONTROL (MAC 02)
Yes | DV2621B | 11/11/2015 | VINCELEY | VINCELEY PURE | FIL HYDRO 20SL CBF(WO) | HYDROSEP 20SL - CARBON Block (w/O net inside) | 5 | 600 | HYDROSEP 20SL - CBF (carbon block filter) W/O NET | HYDROSEP 20SL - CBF (carbon block filter) W/O NET
Yes | DV2621B | 11/11/2015 | VINCELEY | VINCELEY PURE | FIL WC 20SLPP | WATERCHECK 20SL - 5 MICRON | 25 | 80 | #N/A | WATERCHECK 20SL - 5 MICRON
Yes | DV2623B | 11/11/2015 | FASTMED | FASTMED MAINTENANCE SERVICES | PVC - OUT RED_2 | OUTSIDE REDUCER 1 x 1/2 | 2 | 15 | ZYPE OUTSIDE REDUCER 1" x 1/2" | ZYPE OUTSIDE REDUCER 1" x 1/2"
Yes | DV2623B | 11/11/2015 | FASTMED | FASTMED MAINTENANCE SERVICES | PVC - OUT RED_6 | OUTSIDE REDUCER 1*1/2 X 1" | 2 | 40 | #N/A | OUTSIDE REDUCER 1*1/2 X 1"
Yes | DV2623B | 11/11/2015 | FASTMED | FASTMED MAINTENANCE SERVICES | PVC AP_MALE A_1*1/2 | AP MALE ADAPTOR 1*1/2" | 1 | 39 | ZYPE MALE ADAPTOR 1*1/2" | ZYPE MALE ADAPTOR 1*1/2"
Yes | DV2623B | 11/11/2015 | FASTMED | FASTMED MAINTENANCE SERVICES | PVC - BVALVE 1x1/2 | BALL VALVE 1*1/2 | 7 | 208 | ZYPE BALL VALVE 1*1/2" | ZYPE BALL VALVE 1*1/2"
Yes | DV2623B | 11/11/2015 | FASTMED | FASTMED MAINTENANCE SERVICES | PVC AP_90ELB PLN_1*1/2 | AP 90° ELBOW PLAIN 1*1/2" | 20 | 55 | ZYPE 90° ELBOW PLAIN 1*1/2" | ZYPE 90° ELBOW PLAIN 1*1/2"
Yes | DV2623B | 11/11/2015 | FASTMED | FASTMED MAINTENANCE SERVICES | PVC - F.V.A | FORMOSA VINYL ADHESIVE | 5 | 180 | FORMOSA VINYL ADHESIVE 410g | FORMOSA VINYL ADHESIVE 410g
Yes | DV2623B | 11/11/2015 | FASTMED | FASTMED MAINTENANCE SERVICES | PVC - BVALVE 1/2 | BALL VALVE 1/2 | 10 | 57 | #N/A | BALL VALVE 1/2
Yes | DV2623B | 11/11/2015 | FASTMED | FASTMED MAINTENANCE SERVICES | PVC AP_COUP PLN_1/2 | AP COUPLING PLAIN 1/2" | 20 | 6 | ZYPE COUPLING PLAIN 1/2" | ZYPE COUPLING PLAIN 1/2"
Yes | DV2623B | 11/11/2015 | FASTMED | FASTMED MAINTENANCE SERVICES | PVC-ELB-TRD 1/2 | ELBOW THREADED 1/2 | 15 | 23 | ZYPE 90° ELBOW THREADED 1/2" | ZYPE 90° ELBOW THREADED 1/2"
Yes | DV2623B | 11/11/2015 | FASTMED | FASTMED MAINTENANCE SERVICES | PVC AP_TEE PLN_1/2 | AP TEE PLAIN 1/2" | 20 | 12 | ZYPE TEE PLAIN 1/2" | ZYPE TEE PLAIN 1/2"
Yes | DV2623B | 11/11/2015 | FASTMED | FASTMED MAINTENANCE SERVICES | PVC AP_90ELB PLN_1/2 | AP 90° ELBOW PLAIN 1/2" | 30 | 9 | ZYPE 90° ELBOW PLAIN 1/2" | ZYPE 90° ELBOW PLAIN 1/2"
Yes | DV2623B | 11/11/2015 | FASTMED | FASTMED MAINTENANCE SERVICES | PVC - P 1x1/2 | PIPE 1*1/2 | 10 | 580 | ZYPE PIPE 1*1/2" | ZYPE PIPE 1*1/2"
Yes | DV2623B | 11/11/2015 | FASTMED | FASTMED MAINTENANCE SERVICES | PVC - P1/2 | PIPE 1/2 | 20 | 140 | ZYPE PIPE 1/2" | ZYPE PIPE 1/2"
Yes | DV2623B | 11/11/2015 | FASTMED | FASTMED MAINTENANCE SERVICES | FIL WC 20SLPP | WATERCHECK 20SL -1 MICRON | 2 | 80 | #N/A | WATERCHECK 20SL -1 MICRON
Yes | DV2623B | 11/11/2015 | FASTMED | FASTMED MAINTENANCE SERVICES | FIL WC 20SLPP | WATERCHECK 20SL - 5 MICRON | 2 | 80 | #N/A | WATERCHECK 20SL - 5 MICRON
Yes | DV2624BG | 11/11/2015 | MENDOZA D. | MR. DON DON MENDOZA | GAL_BIG CUP | BIG CUP FOR SLIM 5 CONTAINER | 50 | 8 | BIG CUP FOR SLIM 5 CONTAINER | BIG CUP FOR SLIM 5 CONTAINER
Yes | DV2624BG | 11/11/2015 | MENDOZA D. | MR. DON DON MENDOZA | GAL_SML CUP | SMALL CUP FOR SLIM CONTAINER | 20 | 3 | SMALL CUP FOR SLIM CONTAINER | SMALL CUP FOR SLIM CONTAINER
Yes | DV2625B | 11/11/2015 | RIDE D WAVE | RIDE D WAVE MARKETING INC. | FIL PRIME CBF10SL | PURE PRIME 10SL - CARBON Filter | 10 | 160 | PURE PRIME 10SL - CARBON Filter | PURE PRIME 10SL - CARBON Filter
Yes | DV2625B | 11/11/2015 | RIDE D WAVE | RIDE D WAVE MARKETING INC. | FIL PRIME10SL-PP1 | PURE PRIME 10SL - 1 MICRON | 15 | 45 | PURE PRIME 10SL - 1 MICRON | PURE PRIME 10SL - 1 MICRON
Yes | DV2625B | 11/11/2015 | RIDE D WAVE | RIDE D WAVE MARKETING INC. | CARTRIDGE_11 EUR D2S | EUREKA D2S 10" (dual cartridge) | 8 | 1440 | EUREKA EWPS-2S D2S 10" | EUREKA EWPS-2S D2S 10"
Yes | DV2625B | 11/11/2015 | RIDE D WAVE | RIDE D WAVE MARKETING INC. | JACO(Z-1048) | JACO Z-1048 1/4"X1/2" male straight conn. (taiwan) | 2 | 90 | JACO Z-1048 - 1/4mm x 1/2" male straight connector (taiwan) | JACO Z-1048 - 1/4mm x 1/2" male straight connector (taiwan)
Yes | DV2625B | 11/11/2015 | RIDE D WAVE | RIDE D WAVE MARKETING INC. | JAC_CONN 4588 | JACO FIBRA 4588 (1/2x1/2) 220psi | 2 | 154 | JACO FIBRA 4588 - 1/2mm x 1/2" female elbow (US 220psi) | JACO FIBRA 4588 - 1/2mm x 1/2" female elbow (US 220psi)
Yes | DV2625B | 11/11/2015 | RIDE D WAVE | RIDE D WAVE MARKETING INC. | JAC_CONN 4084 | JACO FIBRA 4084 (1/2x1/4) 220psi | 8 | 106 | JACO FIBRA 4084 - 1/2mm x 1/4" male elbow (US 220psi) | JACO FIBRA 4084 - 1/2mm x 1/4" male elbow (US 220psi)
Yes | DV2626B | 11/11/2015 | DE GUZMAN | MR. SIMON DE GUZMAN | FIL PRIME CBF10SL | PURE PRIME 10SL - CARBON Filter | 2 | 160 | PURE PRIME 10SL - CARBON Filter | PURE PRIME 10SL - CARBON Filter
Yes | DV2627B | 11/11/2015 | MOUNT ZION | MOUNT ZION WATER 316 WATER STATION | FIL HYDRO 20 PP_1 | HYDROSEP 20SL - 1 MICRON | 2 | 95 | #N/A | HYDROSEP 20SL - 1 MICRON
Yes | DV2627B | 11/11/2015 | MOUNT ZION | MOUNT ZION WATER 316 WATER STATION | FIL HYDRO 20 PP_1 | HYDROSEP 20SL - 5 MICRON | 2 | 95 | #N/A | HYDROSEP 20SL - 5 MICRON
Yes | DV2627B | 11/11/2015 | MOUNT ZION | MOUNT ZION WATER 316 WATER STATION | FIL HYDRO 20SL CBF(WO) | HYDROSEP 20SL - CARBON Block (w/O net inside) | 2 | 550 | HYDROSEP 20SL - CBF (carbon block filter) W/O NET | HYDROSEP 20SL - CBF (carbon block filter) W/O NET
Yes | DV2628B | 11/11/2015 | AGUSTO SO | AUGUSTO K. SO | FIL SF1005op | PUREGEN 10SL - 5 MICRON | 7 | 45 | #N/A | PUREGEN 10SL - 5 MICRON
Yes | DV2629B | 11/11/2015 | PELIAS | MS. JOSSETTE G. PELIAS | PVC AP_COUP THR_1/2x1/4 | AP COUPLING REDUCER THREADED 1/2" x 1/4" | 10 | 20 | ZYPE COUPLING REDUCER THREADED 1/2" x 1/4" | ZYPE COUPLING REDUCER THREADED 1/2" x 1/4"
Yes | DV2629B | 11/11/2015 | PELIAS | MS. JOSSETTE G. PELIAS | UV LAMP X-6 | U.V LAMP 6 GPM - TEDITO brand (T5L/21W) | 2 | 1600 | ULTRA VIOLET TEDITO LAMP 6 GPM (T5L/21W) | ULTRA VIOLET TEDITO LAMP 6 GPM (T5L/21W)
Yes | DV2629B | 11/11/2015 | PELIAS | MS. JOSSETTE G. PELIAS | UV BALLAST TD6 | ULTRA VIOLET BALLAST 6-12GPM TEDITO (china) | 1 | 1500 | ULTRA VIOLET TEDITO BALLAST 6-12GPM (china) | ULTRA VIOLET TEDITO BALLAST 6-12GPM (china)
Yes | DV2629B | 11/11/2015 | PELIAS | MS. JOSSETTE G. PELIAS | PVC AP_MPT_3/4 | AP MALE PATENTE THREADED 3/4" | 2 | 67 | ZYPE MALE PATENTE THREADED 3/4" | ZYPE MALE PATENTE THREADED 3/4"
Yes | DV2629B | 11/11/2015 | PELIAS | MS. JOSSETTE G. PELIAS | PVC AP_COUP TRD_1/2 | AP COUPLING THREADED 1/2" | 10 | 8.5 | ZYPE COUPLING THREADED 1/2" | ZYPE COUPLING THREADED 1/2"
Yes | DV2629B | 11/11/2015 | PELIAS | MS. JOSSETTE G. PELIAS | PVC AP_MALE A_3/4 | AP MALE ADAPTOR 3/4" | 10 | 12 | ZYPE MALE ADAPTOR 3/4" | ZYPE MALE ADAPTOR 3/4"
Yes | DV2629B | 11/11/2015 | PELIAS | MS. JOSSETTE G. PELIAS | PVC AP_TEE PLN_1/2 | AP TEE PLAIN 1/2" | 10 | 12 | ZYPE TEE PLAIN 1/2" | ZYPE TEE PLAIN 1/2"
Yes | DV2629B | 11/11/2015 | PELIAS | MS. JOSSETTE G. PELIAS | PVC AP_TEE PLN_3/4 | AP TEE PLAIN 3/4" | 10 | 20 | ZYPE TEE PLAIN 3/4" | ZYPE TEE PLAIN 3/4"
Yes | DV2629B | 11/11/2015 | PELIAS | MS. JOSSETTE G. PELIAS | PVC AP_90ELB PLN_1/2 | AP 90° ELBOW PLAIN 1/2" | 10 | 9 | ZYPE 90° ELBOW PLAIN 1/2" | ZYPE 90° ELBOW PLAIN 1/2"
Yes | DV2629B | 11/11/2015 | PELIAS | MS. JOSSETTE G. PELIAS | PVC AP_90ELB PLN_3/4 | AP 90° ELBOW PLAIN 3/4" | 10 | 13 | ZYPE 90° ELBOW PLAIN 3/4" | ZYPE 90° ELBOW PLAIN 3/4"
Yes | DV2629B | 11/11/2015 | PELIAS | MS. JOSSETTE G. PELIAS | PVC AP_90ELB PLN_1 | AP 90° ELBOW PLAIN 1" | 2 | 21 | ZYPE 90° ELBOW PLAIN 1" | ZYPE 90° ELBOW PLAIN 1"
Yes | DV2629B | 11/11/2015 | PELIAS | MS. JOSSETTE G. PELIAS | PVC AP_IN RED_1x3/4 | AP INSIDE REDUCER 1" x 3/4" | 10 | 10 | ZYPE INSIDE REDUCER 1" x 3/4" | ZYPE INSIDE REDUCER 1" x 3/4"
Yes | DV2629B | 11/11/2015 | PELIAS | MS. JOSSETTE G. PELIAS | PVC AP_IN RED_3/4x1/2 | AP INSIDE REDUCER 3/4" x 1/2" | 10 | 6 | ZYPE INSIDE REDUCER 3/4" x 1/2" | ZYPE INSIDE REDUCER 3/4" x 1/2"
Yes | DV2629B | 11/11/2015 | PELIAS | MS. JOSSETTE G. PELIAS | PVC - P1/2 | PIPE 1/2 | 1 | 140 | ZYPE PIPE 1/2" | ZYPE PIPE 1/2"
Yes | DV2629B | 11/11/2015 | PELIAS | MS. JOSSETTE G. PELIAS | ACCS_SCREW1 | SCREW for SL HOUSING | 4 | 0 | SCREW FOR SL HOUSING | SCREW FOR SL HOUSING
Yes | DV2629B | 11/11/2015 | PELIAS | MS. JOSSETTE G. PELIAS | ACCS_BRAC ST | BRACKET STEEL TAIWAN (new) | 1 | 0 | BRACKET STEEL TAIWAN (NEW) | BRACKET STEEL TAIWAN (NEW)
Yes | DV2629B | 11/11/2015 | PELIAS | MS. JOSSETTE G. PELIAS | HOUSING SBHC_2 | SLIM BLUE HOUSING 20" npt 3/4" China (CH20-40) | 1 | 600 | (bdle) SLIM BLUE HOUSING 20" npt 3/4" CHINA (CH20-40) w/ ACCS. | (bdle) SLIM BLUE HOUSING 20" npt 3/4" CHINA (CH20-40) w/ ACCS.
Yes | DV2629B | 11/11/2015 | PELIAS | MS. JOSSETTE G. PELIAS | PVC - BVALVE 1/2 | BALL VALVE 1/2 | 4 | 57 | #N/A | BALL VALVE 1/2
Yes | DV2630BG | 11/11/2015 | GREAT L | GREAT LAKES PURIFIED WATER STATION | GAL_BIG CUP | BIG CUP FOR SLIM 5 CONTAINER | 50 | 8 | BIG CUP FOR SLIM 5 CONTAINER | BIG CUP FOR SLIM 5 CONTAINER
Yes | DV2630BG | 11/11/2015 | GREAT L | GREAT LAKES PURIFIED WATER STATION | GAL_NST CUP | NON-SPILL TYPE for ROUND CONT (half-cap) | 50 | 4 | HALF-CAP NON-SPILL TYPE for ROUND CONT | HALF-CAP NON-SPILL TYPE for ROUND CONT
Yes | DV2631B | 11/11/2015 | GREAT L | GREAT LAKES PURIFIED WATER STATION | ACCS_HEAT | HEAT GUN AP1600W model | 1 | 850 | HEAT GUN AP1600W model | HEAT GUN AP1600W model
Yes | DV2631B | 11/11/2015 | GREAT L | GREAT LAKES PURIFIED WATER STATION | FIL EP 20SL | PENTEK EP - 20 SLIM | 6 | 850 | PENTEK EP - 20 SLIM | PENTEK EP - 20 SLIM
Yes | DV2631B | 11/11/2015 | GREAT L | GREAT LAKES PURIFIED WATER STATION | ROM LE | FILMTEC BW30 40 x 40 L.E | 1 | 15000 | FILMTEC BW30 40 x 40 L.E | FILMTEC BW30 40 x 40 L.E
Yes | DV2632B | 11/11/2015 | ASTOR | RICARDO ASTOR | JACO(Z-1068) | JACO Z-1068 3/8"x1/2" male straight conn. (taiwan) | 1 | 100 | JACO Z-1068 - 3/8mm x 1/2" male straight connector (taiwan) | JACO Z-1068 - 3/8mm x 1/2" male straight connector (taiwan)
Yes | DV2632B | 11/11/2015 | ASTOR | RICARDO ASTOR | HOSE 1/4 W | HOSE R.O TUBING 1/4 WHITE color | 1 | 40 | CCK R.O TUBING HOSE 1/4" WHITE color (300 meter/roll) | CCK R.O TUBING HOSE 1/4" WHITE color (300 meter/roll)
Yes | DV2632B | 11/11/2015 | ASTOR | RICARDO ASTOR | NIP_NP1/2" | NIPLE REDUCER 1/2" SS | 2 | 80 | NIPPLE REDUCER M-THREAD PIPE 1/2" STAINLESS | NIPPLE REDUCER M-THREAD PIPE 1/2" STAINLESS
Yes | DV2632B | 11/11/2015 | ASTOR | RICARDO ASTOR | FCET_07 | GF 07 FAUCET - GOLD knob | 1 | 500 | GF 07 FAUCET - GOLD knob | GF 07 FAUCET - GOLD knob
Yes | DV2633B | 11/11/2015 | BLES LAUNDRY | BLES LAUNDRY AND WATER STATION | PUMP-APC 2 | AUTOMATIC PRESS CONTROL (MAC 02) | 1 | 2000 | MAZAKI AUTOMATIC PRESS CONTROL (MAC 02) | MAZAKI AUTOMATIC PRESS CONTROL (MAC 02)
Yes | DV2634BG | 11/11/2015 | BLES LAUNDRY | BLES LAUNDRY AND WATER STATION | GAL_SEAL FCT | FAUCET SEAL | 1 | 180 | #N/A | FAUCET SEAL
Yes | DV2636B | 11/11/2015 | HP | HIGH PURITY TECHNOLOGIES, INC. | FIL NB WP10 - 20SL | PUREGEN 20SL - WP 10 MICRON | 100 | 100 | #N/A | PUREGEN 20SL - WP 10 MICRON
Yes | DV2637B | 11/11/2015 | INFANTE | RANDY INFANTE | FIL WC 10BB-PP | WATERCHECK 10BB - 5 MICRON | 1 | 210 | #N/A | WATERCHECK 10BB - 5 MICRON
Yes | DV2637B | 11/11/2015 | INFANTE | RANDY INFANTE | FIL WC 10BB-CBF | WATERCHECK 10BB - CBF Carbon Block Filter | 1 | 500 | WATERCHECK 10BB - CBF (carbon block filter) | WATERCHECK 10BB - CBF (carbon block filter)
Yes | DV2637B | 11/11/2015 | INFANTE | RANDY INFANTE | PVC- TEFLON | TEFLON TAPE | 3 | 15 | TITANIUM TEFLON TAPE 3/4" | TITANIUM TEFLON TAPE 3/4"
Yes | DV2637B | 11/11/2015 | INFANTE | RANDY INFANTE | JACO(Z-1068) | JACO Z-1068 3/8"x1/2" male straight conn. (taiwan) | 6 | 100 | JACO Z-1068 - 3/8mm x 1/2" male straight connector (taiwan) | JACO Z-1068 - 3/8mm x 1/2" male straight connector (taiwan)
Yes | DV2637B | 11/11/2015 | INFANTE | RANDY INFANTE | HOSE 108_2 | HOSE 10 x 8 mm. BLACK color | 5 | 85 | TPUCO HOSE 10 x 8 mm. BLACK color (100 meter/roll) | TPUCO HOSE 10 x 8 mm. BLACK color (100 meter/roll)
Yes | DV2637B | 11/11/2015 | INFANTE | RANDY INFANTE | ACCS_SCREW2 | SCREW for BB HOUSING | 8 | 0 | SCREW FOR BB HOUSING | SCREW FOR BB HOUSING
Yes | DV2637B | 11/11/2015 | INFANTE | RANDY INFANTE | ACCS_BRAC BBT | BRACKET STEEL BB TAIWAN | 2 | 0 | BRACKET STEEL BB TAIWAN | BRACKET STEEL BB TAIWAN
Yes | DV2637B | 11/11/2015 | INFANTE | RANDY INFANTE | ACCS_SPNR BBC | SPANNER WRENCH BB CHINA | 1 | 0 | SPANNER WRENCH BB CHINA (BLACK) | SPANNER WRENCH BB CHINA (BLACK)
Yes | DV2637B | 11/11/2015 | INFANTE | RANDY INFANTE | ACCS_SPNR BB-T | SPANNER WRENCH BB TAIWAN | 1 | 0 | SPANNER WRENCH BB TAIWAN (BLACK) | SPANNER WRENCH BB TAIWAN (BLACK)
Yes | DV2637B | 11/11/2015 | INFANTE | RANDY INFANTE | HOUSING BBH10 | BIG BLUE HOUSING 10" npt 1" china | 1 | 1200 | (bdle) BIG BLUE HOUSING 10" npt 1" CHINA w/ ACCS. | (bdle) BIG BLUE HOUSING 10" npt 1" CHINA w/ ACCS.
Yes | DV2637B | 11/11/2015 | INFANTE | RANDY INFANTE | HOUSING BBSC10" | BIG CLEAR HOUSING 10" npt 1" TAIWAN | 1 | 1500 | (bdle) BIG CLEAR HOUSING 10" npt 1" TAIWAN w/ ACCS. | (bdle) BIG CLEAR HOUSING 10" npt 1" TAIWAN w/ ACCS.
Yes | DV2638BG | 11/11/2015 | FERNANDEZ R. | RICHMOND FERNANDEZ | GAL_SEAL FCT | FAUCET SEAL (80mm x 50mm) 1,000pcs./PACK | 1 | 180 | FAUCET SEAL (80mm x 50mm) 1,000pcs/PACK | FAUCET SEAL (80mm x 50mm) 1,000pcs/PACK
Yes | DV2638BG | 11/11/2015 | FERNANDEZ R. | RICHMOND FERNANDEZ | GAL_SEAL SMALL | SMALL CAP SEAL (68mm x 30mm) 1,000pcs./PACK | 1 | 130 | SMALL CAP SEAL (68mm x 30mm) 1,000pcs/2PACK | SMALL CAP SEAL (68mm x 30mm) 1,000pcs/2PACK
Yes | DV2639B | 11/11/2015 | GUERRERO A | ADRIANA GUERRERO | FIL PRIME20SL-PP5 | PURE PRIME 20SL - 5 MICRON | 1 | 100 | PURE PRIME 20SL - 5 MICRON | PURE PRIME 20SL - 5 MICRON
Yes | DV2639B | 11/11/2015 | GUERRERO A | ADRIANA GUERRERO | FIL PRIME CBF20SL | PURE PRIME 20SL - CARBON | 2 | 300 | #N/A | PURE PRIME 20SL - CARBON
Yes | DV2640B | 11/11/2015 | CO, C. | CHESTER CO | FIL CER CANDLE | CERAMIC FILTER 10 SLIM - CANDLE | 2 | 250 | CERAMIC FILTER 10 SLIM CANDLE TYPE | CERAMIC FILTER 10 SLIM CANDLE TYPE
Yes | DV2640B | 11/11/2015 | CO, C. | CHESTER CO | FIL CCK(UDF10"-B)SL | CCK BLUE PLUMP GAC CARTRIDGE UDF10"-SL | 3 | 350 | CCK BLUE PLUMP GAC CARTRIDGE UDF10"-SL | CCK BLUE PLUMP GAC CARTRIDGE UDF10"-SL
Yes | DV2640B | 11/11/2015 | CO, C. | CHESTER CO | FIL HYDRO 10SL CBF | HYDROSEP 10SL - CBF | 3 | 300 | #N/A | HYDROSEP 10SL - CBF
Yes | DV2640B | 11/11/2015 | CO, C. | CHESTER CO | FIL PS1-10C | PENTEK brand 10SL - 1 MICRON | 10 | 85 | #N/A | PENTEK brand 10SL - 1 MICRON
Yes | DV2641B | 11/11/2015 | LIM R | RICHARD LIM | FIL HYDRO 20SL CBF(WO) | HYDROSEP 20SL - CARBON (w/O net inside) | 2 | 550 | #N/A | HYDROSEP 20SL - CARBON (w/O net inside)
Yes | DV2641B | 11/11/2015 | LIM R | RICHARD LIM | FIL HYDRO 20 PP_1 | HYDROSEP 20SL - 5 MICRON | 4 | 100 | #N/A | HYDROSEP 20SL - 5 MICRON
Yes | DV2642B | 11/11/2015 | DEXAMY | AMD GRADES PLASTIC & INDUSTRIAL SUPPLY | FIL WC 20SL-CBF | WATERCHECK 20SL - CBF | 24 | 280 | #N/A | WATERCHECK 20SL - CBF
Yes | DV2642B | 11/11/2015 | DEXAMY | AMD GRADES PLASTIC & INDUSTRIAL SUPPLY | FIL HYDRO 20 PP_1 | HYDROSEP 20SL - 20 MICRON | 25 | 95 | #N/A | HYDROSEP 20SL - 20 MICRON
Yes | DV2642B | 11/11/2015 | DEXAMY | AMD GRADES PLASTIC & INDUSTRIAL SUPPLY | FIL HYDRO 20 PP_1 | HYDROSEP 20SL - 1 MICRON | 25 | 95 | #N/A | HYDROSEP 20SL - 1 MICRON
Yes | DV2642B | 11/11/2015 | DEXAMY | AMD GRADES PLASTIC & INDUSTRIAL SUPPLY | FIL HYDRO 20 PP_1 | HYDROSEP 20SL - 10 MICRON | 25 | 95 | #N/A | HYDROSEP 20SL - 10 MICRON
Yes | DV2642B | 11/11/2015 | DEXAMY | AMD GRADES PLASTIC & INDUSTRIAL SUPPLY | FIL HYDRO 20 PP_1 | HYDROSEP 20SL - 5 MICRON | 50 | 95 | #N/A | HYDROSEP 20SL - 5 MICRON
Yes | DV2644BG | 11/11/2015 | RAMOS | MR. JOEMAR RAMOS | GAL_BIG CUP | BIG CUP FOR SLIM 5 CONTAINER | 200 | 8 | BIG CUP FOR SLIM 5 CONTAINER | BIG CUP FOR SLIM 5 CONTAINER
Yes | DV2645B | 11/11/2015 | RAMOS | MR. JOEMAR RAMOS | FIL HYDRO 20 PP_1 | HYDROSEP 20SL - 5 MICRON | 4 | 100 | #N/A | HYDROSEP 20SL - 5 MICRON
Yes | DV2645B | 11/11/2015 | RAMOS | MR. JOEMAR RAMOS | HOSE 10 X 6.5 B | HOSE 10 x 6.5mm. BLUE color | 2 | 75 | TPUCO HOSE 10 x 6.5 mm. BLUE color (100 meter/roll) | TPUCO HOSE 10 x 6.5 mm. BLUE color (100 meter/roll)
Yes | DV2646B | 11/11/2015 | OLIVER | MR. OLIVERIO CACCAM | PUMP ATS1000 | AQUA TEDELA ATS-1000 1.3hp (1kw) | 1 | 4370 | AQUA TEDELA ATS-1000 1.3hp (1kw) | AQUA TEDELA ATS-1000 1.3hp (1kw)
Yes | DV2647B | 11/11/2015 | PADERNAL M. | MARIA ANA PADERNAL | FIL PRIME CBF10SL | PURE PRIME 10SL - CARBON Filter | 1 | 160 | PURE PRIME 10SL - CARBON Filter | PURE PRIME 10SL - CARBON Filter
Yes | DV2649B | 11/11/2015 | M.CRUZ CO. | M. CRUZ COMPANY | MF RESIN H-C100E | RESIN H-C 100E (new) | 1 | 2000 | HI-GRADE RESIN H-C 100E | HI-GRADE RESIN H-C 100E
Yes | DV2649B | 11/11/2015 | M.CRUZ CO. | M. CRUZ COMPANY | MF ACT. CBF PURE8x12 | PURE PRIME ACTIVATED CARBON 8 x 12 | 1 | 2500 | PURE PRIME ACTIVATED CARBON 8 x 12 | PURE PRIME ACTIVATED CARBON 8 x 12
Yes | DV2650B | 11/11/2015 | AGENT4 | MS. CRISTY | STL SS316 | SS 316 VESSEL w/ STAINLESS END CAP | 1 | 5800 | SS316 VESSEL 4040 w/ STAINLESS END CAP | SS316 VESSEL 4040 w/ STAINLESS END CAP
Yes | DV2651B | 11/11/2015 | PRINCESS ARIEL | PRINCESS ARIEL WATER STATION | FIL HYDRO 20SL CBF(WO) | HYDROSEP 20SL - CARBON Block (w/O net inside) | 3 | 800 | HYDROSEP 20SL - CBF (carbon block filter) W/O NET | HYDROSEP 20SL - CBF (carbon block filter) W/O NET
Yes | DV2651B | 11/11/2015 | PRINCESS ARIEL | PRINCESS ARIEL WATER STATION | FIL HYDRO 20 PP_1 | HYDROSEP 20SL - 1 MICRON | 1 | 120 | #N/A | HYDROSEP 20SL - 1 MICRON
Yes | DV2651B | 11/11/2015 | PRINCESS ARIEL | PRINCESS ARIEL WATER STATION | FIL HYDRO 20 PP_1 | HYDROSEP 20SL - 5 MICRON | 1 | 120 | #N/A | HYDROSEP 20SL - 5 MICRON
Yes | DV2651B | 11/11/2015 | PRINCESS ARIEL | PRINCESS ARIEL WATER STATION | FIL HYDRO 20 PP_1 | HYDROSEP 20SL - 10 MICRON | 1 | 120 | #N/A | HYDROSEP 20SL - 10 MICRON
Yes | DV2652B | 11/11/2015 | AVELLANEDA A. | ANGEL AVELLANEDA | HOSE 1/4 W | HOSE R.O TUBING 1/4 WHITE color | 3 | 35 | CCK R.O TUBING HOSE 1/4" WHITE color (300 meter/roll) | CCK R.O TUBING HOSE 1/4" WHITE color (300 meter/roll)
Yes | DV2652B | 11/11/2015 | AVELLANEDA A. | ANGEL AVELLANEDA | QF_QC4040 | QUICK FITTING 4040 1/4"x1/4" male elbow | 8 | 80 | QUICK FITTING 4040 (1/4"x1/4") male elbow | QUICK FITTING 4040 (1/4"x1/4") male elbow
Yes | DV2652B | 11/11/2015 | AVELLANEDA A. | ANGEL AVELLANEDA | FIL 1003A UF | 1004A UF MEMBRANE FILTER | 1 | 595 | 1004A UF MEMBRANE FILTER | 1004A UF MEMBRANE FILTER
Yes | DV2652B | 11/11/2015 | AVELLANEDA A. | ANGEL AVELLANEDA | FIL 1004A POST | 1003A POST CARBON FILTER | 1 | 375 | 1003A POST CARBON FILTER | 1003A POST CARBON FILTER
Yes | DV2652B | 11/11/2015 | AVELLANEDA A. | ANGEL AVELLANEDA | FIL 1002A PRE | 1002A PRE CARBON FILTER | 1 | 320 | 1002A PRE CARBON FILTER | 1002A PRE CARBON FILTER
Yes | DV2652B | 11/11/2015 | AVELLANEDA A. | ANGEL AVELLANEDA | FIL 1001A PP | 1001A PP SEDIMENT FILTER | 1 | 290 | 1001A PP SEDIMENT FILTER | 1001A PP SEDIMENT FILTER
Yes | DV2654B | 11/11/2015 | CO P | PHILIP CO | PVC AP_45ELB PLN_1 | AP 45° ELBOW PLAIN 1" | 2 | 19 | ZYPE 45° ELBOW PLAIN 1" | ZYPE 45° ELBOW PLAIN 1"
Yes | DV2654B | 11/11/2015 | CO P | PHILIP CO | PVC - ECAP TRD 1/2 | END CAP THREADED 1/2" | 1 | 7 | ZYPE END CAP THREADED 1/2" | ZYPE END CAP THREADED 1/2"
Yes | DV2654B | 11/11/2015 | CO P | PHILIP CO | PVC AP_COUP THR_3/4X1/2 | AP COUPLING REDUCER THREADED 3/4" x 1/2" | 2 | 23 | ZYPE COUPLING REDUCER THREADED 3/4" x 1/2" | ZYPE COUPLING REDUCER THREADED 3/4" x 1/2"
Yes | DV2654B | 11/11/2015 | CO P | PHILIP CO | PVC AP_IN RED_1x3/4 | AP INSIDE REDUCER 1" x 3/4" | 1 | 10 | ZYPE INSIDE REDUCER 1" x 3/4" | ZYPE INSIDE REDUCER 1" x 3/4"
Yes | DV2654B | 11/11/2015 | CO P | PHILIP CO | PVC AP_TEE PLN_1 | AP TEE PLAIN 1" | 1 | 32 | ZYPE TEE PLAIN 1" | ZYPE TEE PLAIN 1"
Yes | DV2654B | 11/11/2015 | CO P | PHILIP CO | PVC AP_COUP PLN_1 | AP COUPLING PLAIN 1" | 2 | 14 | ZYPE COUPLING PLAIN 1" | ZYPE COUPLING PLAIN 1"
Yes | DV2655B | 11/11/2015 | DUPAX | DUPAX SPRING | FIL HYDRO 20 PP_1 | HYDROSEP 20SL - 5 MICRON | 2 | 120 | #N/A | HYDROSEP 20SL - 5 MICRON
Yes | DV2655B | 11/11/2015 | DUPAX | DUPAX SPRING | FIL HYDRO 20SL CBF(WO) | HYDROSEP 20SL - CARBON Block (w/O net inside) | 2 | 750 | HYDROSEP 20SL - CBF (carbon block filter) W/O NET | HYDROSEP 20SL - CBF (carbon block filter) W/O NET
Yes | DV2656B | 11/11/2015 | AVELLANEDA A. | ANGEL AVELLANEDA | PVC AP_IN RED_3/4x1/2 | AP INSIDE REDUCER 3/4" x 1/2" | 2 | 6 | ZYPE INSIDE REDUCER 3/4" x 1/2" | ZYPE INSIDE REDUCER 3/4" x 1/2"
Yes | DV2656B | 11/11/2015 | AVELLANEDA A. | ANGEL AVELLANEDA | PVC AP_COUP TRD_1/2 | AP COUPLING THREADED 1/2" | 2 | 8 | ZYPE COUPLING THREADED 1/2" | ZYPE COUPLING THREADED 1/2"
Yes | DV2656B | 11/11/2015 | AVELLANEDA A. | ANGEL AVELLANEDA | PVC AP_MALE A_3/4 | AP MALE ADAPTOR 3/4" | 2 | 12 | ZYPE MALE ADAPTOR 3/4" | ZYPE MALE ADAPTOR 3/4"
Yes | DV2656B | 11/11/2015 | AVELLANEDA A. | ANGEL AVELLANEDA | FIL HYDRO 10PP_1 | HYDROSEP 10SL - 5 MICRON | 1 | 70 | #N/A | HYDROSEP 10SL - 5 MICRON
Yes | DV2656B | 11/11/2015 | AVELLANEDA A. | ANGEL AVELLANEDA | ACCS_BRAC ST | BRACKET STEEL TAIWAN (new) | 1 | 0 | BRACKET STEEL TAIWAN (NEW) | BRACKET STEEL TAIWAN (NEW)
Yes | DV2656B | 11/11/2015 | AVELLANEDA A. | ANGEL AVELLANEDA | ACCS_SCREW1 | SCREW for SL HOUSING | 4 | 0 | SCREW FOR SL HOUSING | SCREW FOR SL HOUSING
Yes | DV2656B | 11/11/2015 | AVELLANEDA A. | ANGEL AVELLANEDA | HOUSING SCH_10S | SLIM CLEAR HOUSING 10" npt 3/4" Taiwan | 1 | 650 | (bdle) SLIM CLEAR HOUSING 10" npt 3/4" TAIWAN w/ ACCS. | (bdle) SLIM CLEAR HOUSING 10" npt 3/4" TAIWAN w/ ACCS.
Yes | DV2657B | 11/11/2015 | INGUSAN | MS. LESLIE INGUSAN | PVC- TEFLON | TEFLON TAPE | 1 | 15 | TITANIUM TEFLON TAPE 3/4" | TITANIUM TEFLON TAPE 3/4"
Yes | DV2657B | 11/11/2015 | INGUSAN | MS. LESLIE INGUSAN | ACCS_SCREW1 | SCREW for SL HOUSING | 4 | 0 | SCREW FOR SL HOUSING | SCREW FOR SL HOUSING
Yes | DV2657B | 11/11/2015 | INGUSAN | MS. LESLIE INGUSAN | ACCS_BRAC ST | BRACKET STEEL TAIWAN (new) | 1 | 0 | BRACKET STEEL TAIWAN (NEW) | BRACKET STEEL TAIWAN (NEW)
Yes | DV2657B | 11/11/2015 | INGUSAN | MS. LESLIE INGUSAN | HOUSING SBHC_2 | SLIM BLUE HOUSING 20" npt 3/4" China (CH20-40) | 1 | 700 | (bdle) SLIM BLUE HOUSING 20" npt 3/4" CHINA (CH20-40) w/ ACCS. | (bdle) SLIM BLUE HOUSING 20" npt 3/4" CHINA (CH20-40) w/ ACCS.
Yes | DV2658B | 11/11/2015 | SHENMAN | SHENMAN TRADING | PUMP CHL2-30 | CNP Horizontal Pump CHL2-30 (1hp) 0.75kw. 1PH | 1 | 9100 | CNP HORIZONTAL Pump CHL 2-30 (1hp) 0.75kw - 1PH | CNP HORIZONTAL Pump CHL 2-30 (1hp) 0.75kw - 1PH
Yes | DV2659B | 11/11/2015 | AQUA COOL - CALOOCAN | AQUA COOL - CALOOCAN | SP_CONN1204EL | PUSH FITTING SPL 12 - 04 (12mm.x1/2) male elbow | 3 | 90 | PUSH FITTING SPL 12 - 04 (12mm.x1/2) male elbow | PUSH FITTING SPL 12 - 04 (12mm.x1/2) male elbow
Yes | DV2659B | 11/11/2015 | AQUA COOL - CALOOCAN | AQUA COOL - CALOOCAN | HOSE 8X12 B | HOSE 8 x 12 mm. BLUE color | 3 | 90 | TPUCO HOSE 8 x 12 mm. BLUE color (100 meter/roll) | TPUCO HOSE 8 x 12 mm. BLUE color (100 meter/roll)
Yes | DV2660B | 11/11/2015 | NUBLA E | E NUBLA | FIL EMP WCPF 50GPD | EMPRESS T33 POST CARBON FILTER 2500g. | 1 | 350 | EMPRESS T33 POST CARBON FILTER 2500G. | EMPRESS T33 POST CARBON FILTER 2500G.
Yes | DV2661B | 11/11/2015 | UNIFIBER | UNIFIBER INDUSTRIES INC. | JACO(Z-1064) | JACO Z-1064 3/8"x1/4" male straight conn. (taiwan) | 1 | 100 | JACO Z-1064 - 3/8mm x 1/4" male straight connector (taiwan) | JACO Z-1064 - 3/8mm x 1/4" male straight connector (taiwan)
Yes | DV2662B | 11/12/2015 | OROCAY | MR. ROD OROCAY | ACCS_HEAT | HEAT GUN AP1600W model | 1 | 750 | HEAT GUN AP1600W model | HEAT GUN AP1600W model
Yes | DV2662B | 11/12/2015 | OROCAY | MR. ROD OROCAY | FIL DGD5005 20BB-PT | PENTEK BB20 DGD 5005 | 3 | 580 | #N/A | PENTEK BB20 DGD 5005
Yes | DV2662B | 11/12/2015 | OROCAY | MR. ROD OROCAY | ACCS_STS | STRAINER H 2805 | 1 | 0 | #N/A | STRAINER H 2805
Yes | DV2662B | 11/12/2015 | OROCAY | MR. ROD OROCAY | VH MSED | MANUAL HEAD SEDIMENT F56A3 2.5" | 1 | 1000 | RUNXIN MANUAL HEAD F56A3 SEDIMENT (4m³/h) | RUNXIN MANUAL HEAD F56A3 SEDIMENT (4m³/h)
Yes | DV2662B | 11/12/2015 | OROCAY | MR. ROD OROCAY | SP_CONN E10 | PUSH FITTING SPE 10 - 04 (10mm.x1/2) tee plain | 2 | 80 | PUSH FITTING SPE 10 - 04 (10mm.x1/2) tee plain | PUSH FITTING SPE 10 - 04 (10mm.x1/2) tee plain
Yes | DV2662B | 11/12/2015 | OROCAY | MR. ROD OROCAY | PVC- TEFLON | TEFLON TAPE | 5 | 15 | TITANIUM TEFLON TAPE 3/4" | TITANIUM TEFLON TAPE 3/4"
Yes | DV2662B | 11/12/2015 | OROCAY | MR. ROD OROCAY | PVC AP_MALE A_1 | AP MALE ADAPTOR 1" | 2 | 18 | ZYPE MALE ADAPTOR 1" | ZYPE MALE ADAPTOR 1"
Yes | DV2662B | 11/12/2015 | OROCAY | MR. ROD OROCAY | PVC - P1 | PIPE 1" | 1 | 292 | ZYPE PIPE 1" | ZYPE PIPE 1"
Yes | DV2662B | 11/12/2015 | OROCAY | MR. ROD OROCAY | PVC AP_COUP PLN_1 | AP COUPLING PLAIN 1" | 2 | 20 | ZYPE COUPLING PLAIN 1" | ZYPE COUPLING PLAIN 1"
Yes | DV2662B | 11/12/2015 | OROCAY | MR. ROD OROCAY | PVC - INS RED_3 | INSIDE REDUCER 1*1/4 x 1 | 2 | 38 | #N/A | INSIDE REDUCER 1*1/4 x 1
Yes | DV2662B | 11/12/2015 | OROCAY | MR. ROD OROCAY | PVC AP_PTN PLN_1*1/4 | AP PATENTE PLAIN 1*1/4 | 1 | 210 | ZYPE PATENTE PLAIN 1*1/4" | ZYPE PATENTE PLAIN 1*1/4"
Yes | DV2662B | 11/12/2015 | OROCAY | MR. ROD OROCAY | PVC AP_PTN TRD_1*1/4 | AP PATENTE THREADED 1*1/4" | 1 | 250 | ZYPE PATENTE THREADED 1*1/4" | ZYPE PATENTE THREADED 1*1/4"
Yes | DV2662B | 11/12/2015 | OROCAY | MR. ROD OROCAY | PUMP CDLF1-130 | CNP CDLF1-130 (1.5hp)1.1kw. 1PHASE | 1 | 22455 | #N/A | CNP CDLF1-130 (1.5hp)1.1kw. 1PHASE
Yes | DV2663B | 11/12/2015 | AQUABEST- PINAMALAYAN | AQUA BEST- PINAMALAYAN | PVC - BVALVE 1/2 | BALL VALVE 1/2 | 1 | 57 | #N/A | BALL VALVE 1/2
Yes | DV2663B | 11/12/2015 | AQUABEST- PINAMALAYAN | AQUA BEST- PINAMALAYAN | FIL WR30 20BB | WATERCHECK 20BB - WR30 | 1 | 1200 | #N/A | WATERCHECK 20BB - WR30
Yes | DV2663B | 11/12/2015 | AQUABEST- PINAMALAYAN | AQUA BEST- PINAMALAYAN | HOSE 64 | HOSE 6 X 4 mm. TRANSPARENT color | 2 | 40 | CHINAUST HOSE 6 x 4 mm. TRANSPARENT (200 meter/roll) | CHINAUST HOSE 6 x 4 mm. TRANSPARENT (200 meter/roll)
Yes | DV2663B | 11/12/2015 | AQUABEST- PINAMALAYAN | AQUA BEST- PINAMALAYAN | HOSE 108_2 | HOSE 10 x 8 mm. BLACK color | 2 | 80 | TPUCO HOSE 10 x 8 mm. BLACK color (100 meter/roll) | TPUCO HOSE 10 x 8 mm. BLACK color (100 meter/roll)
Yes | DV2663B | 11/12/2015 | AQUABEST- PINAMALAYAN | AQUA BEST- PINAMALAYAN | FIL HYDRO 20BB-PP | HYDROSEP 20BB - 5 MICRON | 1 | 750 | #N/A | HYDROSEP 20BB - 5 MICRON
Yes | DV2663B | 11/12/2015 | AQUABEST- PINAMALAYAN | AQUA BEST- PINAMALAYAN | UV LAMP 12GPM (AB) | ULTRA VIOLET LAMP 12 GPM - (aqua-b) | 1 | 2600 | ULTRA VIOLET AQUA-B LAMP 12 GPM (43W) | ULTRA VIOLET AQUA-B LAMP 12 GPM (43W)
Yes | DV2685B | 11/12/2015 | AQUA CITY | AQUA CITY GEN. MDSE. | HOSE 4X0.75T | HOSE 4 X 0.75 TRANSPARENT | 1 | 40 | CHINAUST HOSE 4 x 0.75 mm TRANSPARENT (500 meter/roll) | CHINAUST HOSE 4 x 0.75 mm TRANSPARENT (500 meter/roll)
Yes | DV2685B | 11/12/2015 | AQUA CITY | AQUA CITY GEN. MDSE. | SP_FSPCF1/4" | FITTING STAINLESS SPCF 1/4" (4x7.5) fm. Str. Thrd. | 1 | 80 | FITTING STAINLESS SPCF 1/4" (4x7.5) female straight | FITTING STAINLESS SPCF 1/4" (4x7.5) female straight
Yes | DV2685B | 11/12/2015 | AQUA CITY | AQUA CITY GEN. MDSE. | PRE PG 100 CLAMP | PRESSURE GAUGE 100 PSI - CLAMP | 1 | 450 | PRESSURE GAUGE 100 PSI - CLAMP | PRESSURE GAUGE 100 PSI - CLAMP
Yes | DV2685B | 11/12/2015 | AQUA CITY | AQUA CITY GEN. MDSE. | PVC-ELB-TRD 1" | ELBOW THREADED 1" | 1 | 34 | ZYPE 90° ELBOW THREADED 1" | ZYPE 90° ELBOW THREADED 1"
Yes | DV2686B | 11/12/2015 | VA FARM | VA. FARM TRACTOR |  | PURE PRIME 20BB - 10 MICRON | 4 | 0 | PURE PRIME 20BB - 10 MICRON | PURE PRIME 20BB - 10 MICRON
Yes | DV2687B | 11/12/2015 | RIVER VALLEY | JCRC MARKETING | ACCS_FS | FOOTSWITCH | 3 | 380 | SFMP-1 FOOT SWITCH | SFMP-1 FOOT SWITCH
Yes | DV2687B | 11/12/2015 | RIVER VALLEY | JCRC MARKETING | UV LAMP 12GPM (AB) | ULTRA VIOLET LAMP 12 GPM - (aqua-b) | 1 | 2000 | ULTRA VIOLET AQUA-B LAMP 12 GPM (43W) | ULTRA VIOLET AQUA-B LAMP 12 GPM (43W)
Yes | DV2687B | 11/12/2015 | RIVER VALLEY | JCRC MARKETING | PRE PG 350 CLAMP | PRESSURE GAUGE 350 PSI - CLAMP | 2 | 400 | PRESSURE GAUGE 350 PSI - CLAMP | PRESSURE GAUGE 350 PSI - CLAMP
Yes | DV2687B | 11/12/2015 | RIVER VALLEY | JCRC MARKETING | PRE PG 100 CLAMP | PRESSURE GAUGE 100 PSI - CLAMP | 2 | 400 | PRESSURE GAUGE 100 PSI - CLAMP | PRESSURE GAUGE 100 PSI - CLAMP
Yes | DV2687B | 11/12/2015 | RIVER VALLEY | JCRC MARKETING | STL EC | PLASTIC END CAP ONLY (3/4 X 1/2) | 2 | 750 | PLASTIC END CAP ONLY 3/4" x 1/2" | PLASTIC END CAP ONLY 3/4" x 1/2"
Yes | DV2687B | 11/12/2015 | RIVER VALLEY | JCRC MARKETING | ACCS_HEAT | HEAT GUN AP1600W model | 15 | 550 | HEAT GUN AP1600W model | HEAT GUN AP1600W model
Yes | DV2689BG | 11/12/2015 | LIVING MASAMBONG | LIVING WATER - MASAMBONG | GAL_SLIM | SLIM CONTAINER 5 GALLON | 20 | 131 | SLIM CONTAINER 5 GALLON | SLIM CONTAINER 5 GALLON
Yes | DV2690B | 11/12/2015 | MONTENEGRO | JOHN MONTENEGRO | FIL WC 20SLPP | WATERCHECK 20SL - 1 MICRON | 2 | 75 | #N/A | WATERCHECK 20SL - 1 MICRON
Yes | DV2690B | 11/12/2015 | MONTENEGRO | JOHN MONTENEGRO | FIL WC 20SLPP | WATERCHECK 20SL - 5 MICRON | 2 | 75 | #N/A | WATERCHECK 20SL - 5 MICRON
Yes | DV2690B | 11/12/2015 | MONTENEGRO | JOHN MONTENEGRO | ACCS_FVC 1" | FLOAT VALVE CONTROL 1" | 1 | 320 | FLOAT VALVE CONTROL 1" | FLOAT VALVE CONTROL 1"
Yes | DV2690B | 11/12/2015 | MONTENEGRO | JOHN MONTENEGRO | HOUSING CFR10" | HOUSING FOR RESIN FILTER 10" (transparent) | 1 | 180 | HOUSING FOR RESIN FILTER 10" - TRANSPARENT | HOUSING FOR RESIN FILTER 10" - TRANSPARENT
Yes | DV2690B | 11/12/2015 | MONTENEGRO | JOHN MONTENEGRO | HOUSING EMP SCH_10 | EMPRESS SLIM CLEAR HOUSING 10SL npt 1/4" | 2 | 450 | EMPRESS SLIM CLEAR HOUSING 10" npt 1/4" | EMPRESS SLIM CLEAR HOUSING 10" npt 1/4"
Yes | DV2691B | 11/12/2015 | SPRINGMIST | SPRINGMIST | HOSE J1/2 B | JOHN GUEST HOSE 1/2" BLUE color | 3 | 90 | JOHN GUEST HOSE 1/2" BLUE color (75 meter/roll) | JOHN GUEST HOSE 1/2" BLUE color (75 meter/roll)
Yes | DV2691B | 11/12/2015 | SPRINGMIST | SPRINGMIST | NIP_CS1/2 | COUPLING REDUCER STAINLESS 1/2 X 1/4 | 1 | 70 | BUSHING REDUCER M-F 1/2" x 1/4" HEX PIPE STAINLESS | BUSHING REDUCER M-F 1/2" x 1/4" HEX PIPE STAINLESS
Yes | DV2691B | 11/12/2015 | SPRINGMIST | SPRINGMIST | ACCS_CO1/4 | VA - 05 SAMPLING COCK 1/4" | 1 | 100 | VA - 05 SAMPLING COCK 1/4" - STAINLESS | VA - 05 SAMPLING COCK 1/4" - STAINLESS
Yes | DV2691B | 11/12/2015 | SPRINGMIST | SPRINGMIST | MEM_ULP31-4040 | VONTRON MEMBRANE ULP31 - 40 x 40 | 2 | 6500 | VONTRON MEMBRANE ULP31 40 x 40 | VONTRON MEMBRANE ULP31 40 x 40
Yes | DV2693B | 11/12/2015 | CC GMAR | G-MAR ENTERPRISE | FIL HYDRO 10PP_1 | HYDROSEP 10SL - 1 MICRON | 12 | 50 | #N/A | HYDROSEP 10SL - 1 MICRON
Yes | DV2693B | 11/12/2015 | CC GMAR | G-MAR ENTERPRISE | FIL HYDRO 10PP_1 | HYDROSEP 10SL - 5 MICRON | 12 | 50 | #N/A | HYDROSEP 10SL - 5 MICRON
Yes | DV2693B | 11/12/2015 | CC GMAR | G-MAR ENTERPRISE | FIL HYDRO 10SL CBF | HYDROSEP 10SL - CBF | 4 | 275 | #N/A | HYDROSEP 10SL - CBF
Yes | DV2693B | 11/12/2015 | CC GMAR | G-MAR ENTERPRISE | FIL HYDRO 20 PP_1 | HYDROSEP 20SL - 10 MICRON | 25 | 95 | #N/A | HYDROSEP 20SL - 10 MICRON
Yes | DV2693B | 11/12/2015 | CC GMAR | G-MAR ENTERPRISE | FIL HYDRO 20 PP_1 | HYDROSEP 20SL - 5 MICRON | 50 | 95 | #N/A | HYDROSEP 20SL - 5 MICRON
Yes | DV2693B | 11/12/2015 | CC GMAR | G-MAR ENTERPRISE | FIL HYDRO 20 PP_1 | HYDROSEP 20SL - 1 MICRON | 25 | 95 | #N/A | HYDROSEP 20SL - 1 MICRON
Yes | DV2693B | 11/12/2015 | CC GMAR | G-MAR ENTERPRISE | FIL WC 10SL-CBF | WATERCHECK 10SL - CBF | 4 | 150 | #N/A | WATERCHECK 10SL - CBF
Yes | DV2693B | 11/12/2015 | CC GMAR | G-MAR ENTERPRISE | FIL WC 10SL-PP | WATERCHECK 10SL -1 MICRON | 10 | 40 | #N/A | WATERCHECK 10SL -1 MICRON
Yes | DV2693B | 11/12/2015 | CC GMAR | G-MAR ENTERPRISE | FIL WC 10SL-PP | WATERCHECK 10SL -5 MICRON | 10 | 40 | #N/A | WATERCHECK 10SL -5 MICRON
Yes | DV2693B | 11/12/2015 | CC GMAR | G-MAR ENTERPRISE | FIL WC 20SL-CBF | WATERCHECK 20SL - CBF | 12 | 280 | #N/A | WATERCHECK 20SL - CBF
Yes | DV2693B | 11/12/2015 | CC GMAR | G-MAR ENTERPRISE | FIL WC 20SLPP | WATERCHECK 20SL - 5 MICRON | 50 | 65 | #N/A | WATERCHECK 20SL - 5 MICRON
Yes | DV2694B | 11/12/2015 | SOLAR ICE | SOLAR ICE ENTERPRISES | FIL EMP 2in1 10SL | EMPRESS 10SL 2 in 1 FILTER | 9 | 200 | EMPRESS 10SL 2 in 1 FILTER | EMPRESS 10SL 2 in 1 FILTER
Yes | DV2694B | 11/12/2015 | SOLAR ICE | SOLAR ICE ENTERPRISES | HOUSING EMP SCH_10 | EMPRESS SLIM CLEAR HOUSING 10SL npt 1/4" | 9 | 350 | EMPRESS SLIM CLEAR HOUSING 10" npt 1/4" | EMPRESS SLIM CLEAR HOUSING 10" npt 1/4"
Yes | DV2694B | 11/12/2015 | SOLAR ICE | SOLAR ICE ENTERPRISES | FCET_01B | GF 01 FAUCET - STAINLESS knob SN-75 | 6 | 500 | GF 01 FAUCET - STAINLESS knob SN-75 | GF 01 FAUCET - STAINLESS knob SN-75
Yes | DV2694B | 11/12/2015 | SOLAR ICE | SOLAR ICE ENTERPRISES | PVC - B MA3/4 | CLASS B - MALE ADAPTOR 3/4" | 20 | 12 | CLASS B - MALE ADAPTOR 3/4" | CLASS B - MALE ADAPTOR 3/4"
Yes | DV2695B | 11/12/2015 | ABDIEL | ABDIEL ROMAN | PRE PG 100 AIR | PRESSURE GAUGE 100 PSI - AIR | 2 | 250 | PRESSURE GAUGE 100 PSI - AIR | PRESSURE GAUGE 100 PSI - AIR
Yes | DV2695B | 11/12/2015 | ABDIEL | ABDIEL ROMAN | FIL WC 10SL-CBF | WATERCHECK 10SL - CBF | 1 | 180 | #N/A | WATERCHECK 10SL - CBF
Yes | DV2695B | 11/12/2015 | ABDIEL | ABDIEL ROMAN | FIL WC 20SL-CBF | WATERCHECK 20SL - CBF | 1 | 380 | #N/A | WATERCHECK 20SL - CBF
Yes | DV2695B | 11/12/2015 | ABDIEL | ABDIEL ROMAN | FIL WC 20SLPP | WATERCHECK 20SL - 5 MICRON | 3 | 80 | #N/A | WATERCHECK 20SL - 5 MICRON
Yes | DV2695B | 11/12/2015 | ABDIEL | ABDIEL ROMAN | FIL WC 20SLPP | WATERCHECK 20SL - 20 MICRON | 2 | 80 | #N/A | WATERCHECK 20SL - 20 MICRON
Yes | DV2696B | 11/12/2015 | GAINSWELL | GAINSWELL MARKETING | FIL WC 10SL-PP | WATERCHECK 10SL - 5 MICRON | 50 | 40 | #N/A | WATERCHECK 10SL - 5 MICRON
Yes | DV2697B | 11/12/2015 | MARIO PARAMIO | MARIO PARAMIO | ACCS_BELT FRP | STAINLESS BELT for FRP 10 x 54 w/rubber | 3 | 350 | STAINLESS BELT for FRP 10" x 54" w/ RUBBER | STAINLESS BELT for FRP 10" x 54" w/ RUBBER
Yes | DV2697B | 11/12/2015 | MARIO PARAMIO | MARIO PARAMIO | ACCS_FVC 1" | FLOAT VALVE CONTROL 1" | 1 | 350 | FLOAT VALVE CONTROL 1" | FLOAT VALVE CONTROL 1"
Yes | DV2697B | 11/12/2015 | MARIO PARAMIO | MARIO PARAMIO | FCET_01B | GF 01 FAUCET - STAINLESS knob SN-75 | 1 | 550 | GF 01 FAUCET - STAINLESS knob SN-75 | GF 01 FAUCET - STAINLESS knob SN-75
Yes | DV2697B | 11/12/2015 | MARIO PARAMIO | MARIO PARAMIO | PRE MPC-06 | MASAKI LOW PRESSURE SWITCH MPC-06 | 1 | 900 | MASAKI LOW PRESSURE SWITCH MPC-06 | MASAKI LOW PRESSURE SWITCH MPC-06
Yes | DV2697B | 11/12/2015 | MARIO PARAMIO | MARIO PARAMIO | PUMP-APC 2 | AUTOMATIC PRESS CONTROL (MAC 02) | 1 | 1500 | MAZAKI AUTOMATIC PRESS CONTROL (MAC 02) | MAZAKI AUTOMATIC PRESS CONTROL (MAC 02)
Yes | DV2697B | 11/12/2015 | MARIO PARAMIO | MARIO PARAMIO | PUMP-APC 1 | AUTOMATIC PUMP CONTROL (MAC 03) | 2 | 1500 | MAZAKI AUTOMATIC PUMP CONTROL (MAC 03) | MAZAKI AUTOMATIC PUMP CONTROL (MAC 03)
Yes | DV2697B | 11/12/2015 | MARIO PARAMIO | MARIO PARAMIO | FCET_GOOSE | GOOSENECK FAUCET ONLY | 2 | 250 | FF-800 GOOSENECK FAUCET ONLY | FF-800 GOOSENECK FAUCET ONLY
Yes | DV2697B | 11/12/2015 | MARIO PARAMIO | MARIO PARAMIO | ACCS_FLCR | RADAR FLUID LEVEL CONTROLLER | 3 | 350 | ST-70AB RADAR FLUID LEVEL CONTROLLER | ST-70AB RADAR FLUID LEVEL CONTROLLER
Yes | DV2697B | 11/12/2015 | MARIO PARAMIO | MARIO PARAMIO | PRE VALVE 3/4 UNI-D | SOLENOID VALVE 3/4" BRASS UNI-D | 1 | 1800 | SOLENOID VALVE 3/4" BRASS UNI-D | SOLENOID VALVE 3/4" BRASS UNI-D
Yes | DV2698BG | 11/12/2015 | CC GMAR | G-MAR ENTERPRISE | GAL_PBH | PET BOTTLE HANDLE | 6 | 65 | PET BOTTLE HANDLE | PET BOTTLE HANDLE
Yes | DV2699B | 11/12/2015 | CC GMAR | G-MAR ENTERPRISE | ACCS_HEAT | HEAT GUN AP1600W model | 10 | 550 | HEAT GUN AP1600W model | HEAT GUN AP1600W model
Yes | DV2699B | 11/12/2015 | CC GMAR | G-MAR ENTERPRISE | TTOP_ACCS | TABLE TOP FAUCET w/ TUBE & KNOTS SET | 6 | 0 | #N/A | TABLE TOP FAUCET w/ TUBE & KNOTS SET
Yes | DV2699B | 11/12/2015 | CC GMAR | G-MAR ENTERPRISE | TTOP_3BLUE | TABLE TOP BODY BLUE w/ PANEL (new design) | 6 | 215 | #N/A | TABLE TOP BODY BLUE w/ PANEL (new design)
Yes | DV2699B | 11/12/2015 | CC GMAR | G-MAR ENTERPRISE | FIL NB WP5 - 20SL | PUREEGN 20SL- WP- 5 MICRON | 1 | 150 | #N/A | PUREEGN 20SL- WP- 5 MICRON
Yes | DV2699B | 11/12/2015 | CC GMAR | G-MAR ENTERPRISE | FIL WR30 20SL | WATERCHECK 20SL - WR30 Pleated Polyester Cartridge | 2 | 220 | WATERCHECK 20SL - WR30 (pleated polyester catridge) | WATERCHECK 20SL - WR30 (pleated polyester catridge)
Yes | DV2699B | 11/12/2015 | CC GMAR | G-MAR ENTERPRISE | FIL EP 20SL | PENTEK EP - 20 SLIM | 2 | 580 | PENTEK EP - 20 SLIM | PENTEK EP - 20 SLIM
Yes | DV2700B | 11/12/2015 | CHUA A. | ABEL CHUA | ACCS_SCREW2 | SCREW for BB HOUSING | 4 | 0 | SCREW FOR BB HOUSING | SCREW FOR BB HOUSING
Yes | DV2700B | 11/12/2015 | CHUA A. | ABEL CHUA | ACCS_BRAC BBT | BRACKET STEEL BB TAIWAN | 1 | 0 | BRACKET STEEL BB TAIWAN | BRACKET STEEL BB TAIWAN
Yes | DV2700B | 11/12/2015 | CHUA A. | ABEL CHUA | ACCS_SPNR BB-T | SPANNER WRENCH BB TAIWAN | 1 | 0 | SPANNER WRENCH BB TAIWAN (BLACK) | SPANNER WRENCH BB TAIWAN (BLACK)
Yes | DV2700B | 11/12/2015 | CHUA A. | ABEL CHUA | HOUSING BBH10 | BIG BLUE HOUSING 10" npt 1" china | 1 | 1200 | (bdle) BIG BLUE HOUSING 10" npt 1" CHINA w/ ACCS. | (bdle) BIG BLUE HOUSING 10" npt 1" CHINA w/ ACCS.
Yes | DV2700B | 11/12/2015 | CHUA A. | ABEL CHUA | JAC_CONN 1084 | JACO FIBRA 1084 (1/2x1/4) 220psi | 15 | 116 | JACO FIBRA 1084 - 1/2mm x 1/4" male straight (US 220psi) | JACO FIBRA 1084 - 1/2mm x 1/4" male straight (US 220psi)
Yes | DV2700B | 11/12/2015 | CHUA A. | ABEL CHUA | CARTRIDGE_10 EWF-50 | EMPRESS D2S 10" (dual cartridge) | 12 | 1600 | EMPRESS EWF-50 D2S 10" | EMPRESS EWF-50 D2S 10"
Yes | DV2701B | 11/12/2015 | MENDOZA P | WATER.COM - QC | ACCS_SCREW1 | SCREW for SL HOUSING | 36 | 0 | SCREW FOR SL HOUSING | SCREW FOR SL HOUSING
Yes | DV2701B | 11/12/2015 | MENDOZA P | WATER.COM - QC | ACCS_SPNR SL T | SPANNER WRENCH SLIM 20" TAIWAN | 3 | 0 | (zero price) SPANNER WRENCH SLIM 20" TAIWAN (BLACK) | (zero price) SPANNER WRENCH SLIM 20" TAIWAN (BLACK)
Yes | DV2701B | 11/12/2015 | MENDOZA P | WATER.COM - QC | ACCS_BRAC ST | BRACKET STEEL TAIWAN (new) | 9 | 0 | BRACKET STEEL TAIWAN (NEW) | BRACKET STEEL TAIWAN (NEW)
Yes | DV2701B | 11/12/2015 | MENDOZA P | WATER.COM - QC | HOUSING SCH_20S | SLIM CLEAR HOUSING 20" npt 3/4" Taiwan | 9 | 1200 | (bdle) SLIM CLEAR HOUSING 20" npt 3/4" TAIWAN w/ ACCS. | (bdle) SLIM CLEAR HOUSING 20" npt 3/4" TAIWAN w/ ACCS.
Yes | DV2702BG | 11/12/2015 | MARICAR ASPREC | MARICAR ASPREC | GAL_SEAL OVERALL | OVER-ALL UMBRELLA CAP SEAL 1,000pcs./2pack | 2 | 270 | OVER-ALL UMBRELLA CAP SEAL 1,000pcs/2PACK | OVER-ALL UMBRELLA CAP SEAL 1,000pcs/2PACK
Yes | DV2702BG | 11/12/2015 | MARICAR ASPREC | MARICAR ASPREC | GAL_SEAL SMALL | SMALL CAP SEAL (68mm x 30mm) 1,000pcs./PACK | 2 | 130 | SMALL CAP SEAL (68mm x 30mm) 1,000pcs/2PACK | SMALL CAP SEAL (68mm x 30mm) 1,000pcs/2PACK
Yes | DV2702BG | 11/12/2015 | MARICAR ASPREC | MARICAR ASPREC | GAL_SEAL FCT | FAUCET SEAL (80mm x 50mm) 1,000pcs./PACK | 2 | 170 | FAUCET SEAL (80mm x 50mm) 1,000pcs/PACK | FAUCET SEAL (80mm x 50mm) 1,000pcs/PACK
Yes | DV2703B | 11/12/2015 | MARIO PARAMIO | MARIO PARAMIO | FCET_CONN | GOOSENECK CONNECTOR 1/2" SS ONLY | 2 | 150 | GOOSENECK CONNECTOR 1/2" SS ONLY | GOOSENECK CONNECTOR 1/2" SS ONLY
Yes | DV2703B | 11/12/2015 | MARIO PARAMIO | MARIO PARAMIO | SP_FSPLF1/4" | FITTING STAINLESS SPLF 1/4" (4x7.5) fm. Elb. Thrd. | 3 | 80 | FITTING STAINLESS SPLF 1/4" (4x7.5) female elbow | FITTING STAINLESS SPLF 1/4" (4x7.5) female elbow
Yes | DV2703B | 11/12/2015 | MARIO PARAMIO | MARIO PARAMIO | SP_FSPL1/4" | FITTING STAINLESS SPL 1/4" (4x7.5) m. elb. Thread | 3 | 80 | FITTING STAINLESS SPL 1/4" (4x7.5) male elbow | FITTING STAINLESS SPL 1/4" (4x7.5) male elbow
Yes | DV2704B | 11/12/2015 | CHONG J. | JOHNSON CHONG | FIL EMP 10SL | EMPRESS 10SL - 10 MICRON Sediment Filter | 1 | 150 | EMPRESS 10SL - 10 MICRON Sediment Filter | EMPRESS 10SL - 10 MICRON Sediment Filter
Yes | DV2705B | 11/12/2015 | CHUA A. | ABEL CHUA | PVC- TEFLON | TEFLON TAPE | 5 | 15 | TITANIUM TEFLON TAPE 3/4" | TITANIUM TEFLON TAPE 3/4"
Yes | DV2705B | 11/12/2015 | CHUA A. | ABEL CHUA | FIL PS1-10C | PENTEK brand 10SL - 1 MICRON | 12 | 85 | #N/A | PENTEK brand 10SL - 1 MICRON
Yes | DV2706B | 11/12/2015 | VE TING | VE TING MANUFACTURING CORP. | FIL PRIME10SL-PP1 | PURE PRIME 10SL - 1 MICRON | 1 | 50 | PURE PRIME 10SL - 1 MICRON | PURE PRIME 10SL - 1 MICRON
Yes | DV2707B | 11/12/2015 | CHUA A. | ABEL CHUA | HOUSING CBA-304-6 | HOUSING FOR RESIN 10BB PLASTIC | 3 | 320 | HOUSING FOR RESIN 10BB PLASTIC | HOUSING FOR RESIN 10BB PLASTIC
Yes | DV2708B | 11/12/2015 | AMAN B | BOGS AMAN | FIL WC 20SL-CBF | WATERCHECK 20SL - CBF Carbon Block Filter | 8 | 280 | WATERCHECK 20SL - CBF (carbon block filter) | WATERCHECK 20SL - CBF (carbon block filter)
Yes | DV2709B | 11/13/2015 | ZESTY | ZESTY WATER REFILLING | FIL PRIME10SL-PP5 | PURE PRIME 10SL - 5 MICRON | 10 | 50 | PURE PRIME 10SL - 5 MICRON | PURE PRIME 10SL - 5 MICRON
Yes | DV2710B | 11/13/2015 | ZESTY | ZESTY WATER REFILLING | MF SSALT CLARO | CLARO VIDA SOLAR SALT (50kgs.) | 4 | 500 | CLARO VIDA SOLAR SALT (50kgs.) | CLARO VIDA SOLAR SALT (50kgs.)
Yes | DV2710B | 11/13/2015 | ZESTY | ZESTY WATER REFILLING | FIL HYDRO 20 PP_1 | HYDROSEP 20SL - 1 MICRON | 10 | 90 | #N/A | HYDROSEP 20SL - 1 MICRON
Yes | DV2710B | 11/13/2015 | ZESTY | ZESTY WATER REFILLING | FIL HYDRO 20 PP_1 | HYDROSEP 20SL - 5 MICRON | 10 | 90 | #N/A | HYDROSEP 20SL - 5 MICRON
Yes | DV2710B | 11/13/2015 | ZESTY | ZESTY WATER REFILLING | FIL HYDRO 20SL CBF(WO) | HYDROSEP 20SL - CARBON Block (w/O net inside) | 2 | 480 | HYDROSEP 20SL - CBF (carbon block filter) W/O NET | HYDROSEP 20SL - CBF (carbon block filter) W/O NET
Yes | DV2711BG | 11/13/2015 | ZESTY | ZESTY WATER REFILLING | GAL_SML FCT | FAUCET FOR SLIM CONTAINER GREEN color | 10 | 25 | FAUCET FOR SLIM CONTAINER GREEN color | FAUCET FOR SLIM CONTAINER GREEN color
Yes | DV2712B | 11/13/2015 | AL SHAAB | AL SHAAB POWER | ACCS_AP1200 | HEAT GUN AP1200W model | 1 | 700 | HEAT GUN AP1200W model | HEAT GUN AP1200W model
Yes | DV2714B | 11/13/2015 | DISTOR | STREAM PLUS | PUMP CHLF2-60 | CNP CHLF2-60 (2hp) 1.5kw. 1 PH | 1 | 11480 | #N/A | CNP CHLF2-60 (2hp) 1.5kw. 1 PH
Yes | DV2715B | 11/13/2015 | HYDROTREAT | HYDROTREAT SYSTEM TECH., INC. | FIL PRIME CBF20SL | PURE PRIME 20SL - CARBON | 10 | 270 | #N/A | PURE PRIME 20SL - CARBON
Yes | DV2715B | 11/13/2015 | HYDROTREAT | HYDROTREAT SYSTEM TECH., INC. | PRE MPC-06 | MASAKI LOW PRESSURE SWITCH MPC-06 | 2 | 800 | MASAKI LOW PRESSURE SWITCH MPC-06 | MASAKI LOW PRESSURE SWITCH MPC-06
Yes | DV2715B | 11/13/2015 | HYDROTREAT | HYDROTREAT SYSTEM TECH., INC. | PRE MPC-30 | MASAKI HIGH PRESSURE SWITCH MPC-30 | 3 | 800 | MASAKI HIGH PRESSURE SWITCH MPC-30 | MASAKI HIGH PRESSURE SWITCH MPC-30
Yes | DV2716B | 11/13/2015 | SOLAR WATERTEX | AQUA NEED ENTERPRISES | NIP_CS1/2 | COUPLING REDUCER STAINLESS 1/2 X 1/4 | 1 | 70 | BUSHING REDUCER M-F 1/2" x 1/4" HEX PIPE STAINLESS | BUSHING REDUCER M-F 1/2" x 1/4" HEX PIPE STAINLESS
Yes | DV2716B | 11/13/2015 | SOLAR WATERTEX | AQUA NEED ENTERPRISES | HOSE 108_2 | HOSE 10 x 8 mm. BLACK color | 2 | 60 | TPUCO HOSE 10 x 8 mm. BLACK color (100 meter/roll) | TPUCO HOSE 10 x 8 mm. BLACK color (100 meter/roll)
Yes | DV2716B | 11/13/2015 | SOLAR WATERTEX | AQUA NEED ENTERPRISES | PRE MPC2 | MAZAKI brand MPC-2 | 1 | 350 | MAZAKI PRESSURE SWITCH MPC-2 | MAZAKI PRESSURE SWITCH MPC-2
Yes | DV2716B | 11/13/2015 | SOLAR WATERTEX | AQUA NEED ENTERPRISES | ACCS_AIR | H9909-1 AIRCHECK FOR BRINE TANK | 1 | 0 | H9909-1 AIRCHECK FOR BRINE TANK | H9909-1 AIRCHECK FOR BRINE TANK
Yes | DV2716B | 11/13/2015 | SOLAR WATERTEX | AQUA NEED ENTERPRISES | ACCS_BRINE | BRINE WELL for BRINE TANK | 1 | 0 | BRINE WELL for BRINE TANK (64L/105L) | BRINE WELL for BRINE TANK (64L/105L)
Yes | DV2716B | 11/13/2015 | SOLAR WATERTEX | AQUA NEED ENTERPRISES | FRP BT 64L | BRINE TANK 64 L. (gray) | 1 | 1700 | BRINE TANK 64 L. GRAY (wave cyber) | BRINE TANK 64 L. GRAY (wave cyber)
Yes | DV2716B | 11/13/2015 | SOLAR WATERTEX | AQUA NEED ENTERPRISES |  |  |  |  | #N/A
Yes | DV2719B | 11/13/2015 | MANNY | MR. MANNY RODRIGUEZ | JAC_CONN 506 | JACO FIBRA 506 (3/8x3/8) 220psi | 1 | 116 | JACO FIBRA 506 - 3/8mm x 3/8" union & reducing elbow (US 220psi) | JACO FIBRA 506 - 3/8mm x 3/8" union & reducing elbow (US 220psi)
Yes | DV2720B | 11/13/2015 | NUBLA E | E NUBLA | FIL T33 1500G | T33 POLISHING CABRON FILTER 1500 GAL. | 1 | 350 | T33 POLISHING CABRON FILTER 1500 GAL. (MIGHTY PURE) | T33 POLISHING CABRON FILTER 1500 GAL. (MIGHTY PURE)
Yes | DV2721B | 11/13/2015 | AQUA QUEST- Q.C | AQUA QUEST- Q.C | FIL EP 10SL | PENTEK EP - 10 SLIM | 1 | 450 | PENTEK EP - 10 SLIM | PENTEK EP - 10 SLIM
Yes | DV2722B | 11/13/2015 | PURE F | PUREFLOW WATER SYSTEMS, INC. | PRE MPC-06 | MASAKI LOW PRESSURE SWITCH MPC-06 | 1 | 800 | MASAKI LOW PRESSURE SWITCH MPC-06 | MASAKI LOW PRESSURE SWITCH MPC-06
Yes | DV2722B | 11/13/2015 | PURE F | PUREFLOW WATER SYSTEMS, INC. | PUR_OZO ANION | ANION & OZONIZER | 1 | 2800 | ANION & OZONIZER AP-96 | ANION & OZONIZER AP-96
Yes | DV2723B | 11/13/2015 | PURE F | PUREFLOW WATER SYSTEMS, INC. | FIL T33 1500G | T33 POLISHING CABRON FILTER 1500 GAL. | 20 | 225 | T33 POLISHING CABRON FILTER 1500 GAL. (MIGHTY PURE) | T33 POLISHING CABRON FILTER 1500 GAL. (MIGHTY PURE)
Yes | DV2724B | 11/13/2015 | CRYSTALAY | CRYSTALAY WATER STATION | FIL PRIME CBF10BB | PURE PRIME 10BB - CARBON | 2 | 550 | #N/A | PURE PRIME 10BB - CARBON
Yes | DV2725B | 11/13/2015 | N & M | N & M CLEAN WATER DROPS EQUIPMENT & SERVICES | FIL BIO D | BIOENERGY FILTER D | 1 | 650 | BIOENERGY FILTER D | BIOENERGY FILTER D
Yes | DV2725B | 11/13/2015 | N & M | N & M CLEAN WATER DROPS EQUIPMENT & SERVICES | FIL BIO E | BIOENERGY FILTER E | 1 | 650 | BIOENERGY FILTER E | BIOENERGY FILTER E
Yes | DV2725B | 11/13/2015 | N & M | N & M CLEAN WATER DROPS EQUIPMENT & SERVICES | ACCS_HEAT | HEAT GUN AP1600W model | 2 | 550 | HEAT GUN AP1600W model | HEAT GUN AP1600W model
Yes | DV2725B | 11/13/2015 | N & M | N & M CLEAN WATER DROPS EQUIPMENT & SERVICES | PVC AP_PTN PLN_1/2 | AP PATENTE PLAIN 1/2" | 10 | 34 | ZYPE PATENTE PLAIN 1/2" | ZYPE PATENTE PLAIN 1/2"
Yes | DV2725B | 11/13/2015 | N & M | N & M CLEAN WATER DROPS EQUIPMENT & SERVICES | PVC AP_PTN PLN_1 | AP PATENTE PLAIN 1" | 10 | 70 | ZYPE PATENTE PLAIN 1" | ZYPE PATENTE PLAIN 1"
Yes | DV2725B | 11/13/2015 | N & M | N & M CLEAN WATER DROPS EQUIPMENT & SERVICES | PVC AP_COUP PLN_1/2 | AP COUPLING PLAIN 1/2" | 20 | 6 | ZYPE COUPLING PLAIN 1/2" | ZYPE COUPLING PLAIN 1/2"
Yes | DV2725B | 11/13/2015 | N & M | N & M CLEAN WATER DROPS EQUIPMENT & SERVICES | PVC AP_MALE A_1 | AP MALE ADAPTOR 1" | 15 | 15 | ZYPE MALE ADAPTOR 1" | ZYPE MALE ADAPTOR 1"
Yes | DV2725B | 11/13/2015 | N & M | N & M CLEAN WATER DROPS EQUIPMENT & SERVICES | ACCS_FVC 3/4" | FLOAT VALVE CONTROL 3/4" | 2 | 260 | FLOAT VALVE CONTROL 3/4" | FLOAT VALVE CONTROL 3/4"
Yes | DV2725B | 11/13/2015 | N & M | N & M CLEAN WATER DROPS EQUIPMENT & SERVICES | ACCS_FS | FOOTSWITCH | 2 | 450 | SFMP-1 FOOT SWITCH | SFMP-1 FOOT SWITCH
Yes | DV2725B | 11/13/2015 | N & M | N & M CLEAN WATER DROPS EQUIPMENT & SERVICES | ACCS_MCS-P11 | MAGNETIC CONTACTOR SP-11 | 1 | 350 | XSC1-011 SP-11 MAGNETIC CONTACTOR | XSC1-011 SP-11 MAGNETIC CONTACTOR
Yes | DV2725B | 11/13/2015 | N & M | N & M CLEAN WATER DROPS EQUIPMENT & SERVICES | ACCS_MCS-P15 | MAGNETIC CONTACTOR S-P15 (Shihlin electric) | 1 | 350 | XSC1-015 SP-15 MAGNETIC CONTACTOR | XSC1-015 SP-15 MAGNETIC CONTACTOR
Yes | DV2726B | 11/13/2015 | N & M | N & M CLEAN WATER DROPS EQUIPMENT & SERVICES | PVC - BVALVE 3/4 | BALL VALVE 3/4 | 6 | 63 | #N/A | BALL VALVE 3/4
Yes | DV2726B | 11/13/2015 | N & M | N & M CLEAN WATER DROPS EQUIPMENT & SERVICES | PVC - BVALVE 1/2 | BALL VALVE 1/2 | 10 | 48 | #N/A | BALL VALVE 1/2
Yes | DV2726B | 11/13/2015 | N & M | N & M CLEAN WATER DROPS EQUIPMENT & SERVICES | PVC - BVALVE 1" | BALL VALVE 1" | 2 | 90 | ZYPE BALL VALVE 1" | ZYPE BALL VALVE 1"
Yes | DV2726B | 11/13/2015 | N & M | N & M CLEAN WATER DROPS EQUIPMENT & SERVICES | PVC AP_90ELB PLN_3/4 | AP 90° ELBOW PLAIN 3/4" | 30 | 11 | ZYPE 90° ELBOW PLAIN 3/4" | ZYPE 90° ELBOW PLAIN 3/4"
Yes | DV2726B | 11/13/2015 | N & M | N & M CLEAN WATER DROPS EQUIPMENT & SERVICES | PVC AP_90ELB PLN_1/2 | AP 90° ELBOW PLAIN 1/2" | 60 | 8 | ZYPE 90° ELBOW PLAIN 1/2" | ZYPE 90° ELBOW PLAIN 1/2"
Yes | DV2726B | 11/13/2015 | N & M | N & M CLEAN WATER DROPS EQUIPMENT & SERVICES | PVC AP_90ELB PLN_1 | AP 90° ELBOW PLAIN 1" | 20 | 18 | ZYPE 90° ELBOW PLAIN 1" | ZYPE 90° ELBOW PLAIN 1"
Yes | DV2727B | 11/13/2015 | MENDE | AQUA AIDE | FIL HYDRO 20 PP_1 | HYDROSEP 20SL - 10 MICRON | 1 | 95 | #N/A | HYDROSEP 20SL - 10 MICRON
Yes | DV2727B | 11/13/2015 | MENDE | AQUA AIDE | FIL HYDRO 20 PP_1 | HYDROSEP 20SL - 5 MICRON | 2 | 95 | #N/A | HYDROSEP 20SL - 5 MICRON
Yes | DV2727B | 11/13/2015 | MENDE | AQUA AIDE | FIL HYDRO 20 PP_1 | HYDROSEP 20SL - 1 MICRON | 3 | 95 | #N/A | HYDROSEP 20SL - 1 MICRON
Yes | DV2728B | 11/13/2015 | CLEAN & SCENTED | CLEAN & SCENTED | FIL PRIME CBF10SL | PURE PRIME 10SL - CARBON Filter | 4 | 160 | PURE PRIME 10SL - CARBON Filter | PURE PRIME 10SL - CARBON Filter
Yes | DV2728B | 11/13/2015 | CLEAN & SCENTED | CLEAN & SCENTED | FIL WC 10SL-PP | WATERCHECK 10SL - 5 micron | 16 | 50 | #N/A | WATERCHECK 10SL - 5 micron
Yes | DV2729B | 11/13/2015 | VICTORIANO, LESTHER | LESTHER VICTORIANO | FIL HYDRO 20SL CBF(WO) | HYDROSEP 20SL - CARBON Block (w/O net inside) | 1 | 550 | HYDROSEP 20SL - CBF (carbon block filter) W/O NET | HYDROSEP 20SL - CBF (carbon block filter) W/O NET
Yes | DV2729B | 11/13/2015 | VICTORIANO, LESTHER | LESTHER VICTORIANO | PVC- TEFLON | TEFLON TAPE | 5 | 15 | TITANIUM TEFLON TAPE 3/4" | TITANIUM TEFLON TAPE 3/4"
Yes | DV2729B | 11/13/2015 | VICTORIANO, LESTHER | LESTHER VICTORIANO | ACCS_STS | STRAINER H 2805 Fleck Top Distribution (6"-12") | 1 | 140 | STRAINER H 2805 TOP (6"-12") | STRAINER H 2805 TOP (6"-12")
Yes | DV2729B | 11/13/2015 | VICTORIANO, LESTHER | LESTHER VICTORIANO | PVC - P1/2 | PIPE 1/2 | 1 | 123 | ZYPE PIPE 1/2" | ZYPE PIPE 1/2"
Yes | DV2729B | 11/13/2015 | VICTORIANO, LESTHER | LESTHER VICTORIANO | PVC - P3/4 | PIPE 3/4 | 3 | 180 | ZYPE PIPE 3/4 | ZYPE PIPE 3/4
Yes | DV2729B | 11/13/2015 | VICTORIANO, LESTHER | LESTHER VICTORIANO | PVC - BVALVE 1/2 | BALL VALVE 1/2 | 4 | 48 | #N/A | BALL VALVE 1/2
Yes | DV2729B | 11/13/2015 | VICTORIANO, LESTHER | LESTHER VICTORIANO | PVC - BVALVE 3/4 | BALL VALVE 3/4 | 4 | 63 | #N/A | BALL VALVE 3/4
Yes | DV2729B | 11/13/2015 | VICTORIANO, LESTHER | LESTHER VICTORIANO | PVC - OUT RED_3 | OUTSIDE REDUCER 1 x 3/4 | 1 | 17 | #N/A | OUTSIDE REDUCER 1 x 3/4
Yes | DV2729B | 11/13/2015 | VICTORIANO, LESTHER | LESTHER VICTORIANO | PVC AP_IN RED_3/4x1/2 | AP INSIDE REDUCER 3/4" x 1/2" | 6 | 5 | ZYPE INSIDE REDUCER 3/4" x 1/2" | ZYPE INSIDE REDUCER 3/4" x 1/2"
Yes | DV2729B | 11/13/2015 | VICTORIANO, LESTHER | LESTHER VICTORIANO | PVC AP_TEE PLN_1/2 | AP TEE PLAIN 1/2" | 4 | 14 | ZYPE TEE PLAIN 1/2" | ZYPE TEE PLAIN 1/2"
Yes | DV2729B | 11/13/2015 | VICTORIANO, LESTHER | LESTHER VICTORIANO | PVC AP_TEE PLN_3/4 | AP TEE PLAIN 3/4" | 3 | 15 | ZYPE TEE PLAIN 3/4" | ZYPE TEE PLAIN 3/4"
Yes | DV2729B | 11/13/2015 | VICTORIANO, LESTHER | LESTHER VICTORIANO | PVC AP_90ELB PLN_1/2 | AP 90° ELBOW PLAIN 1/2" | 20 | 10 | ZYPE 90° ELBOW PLAIN 1/2" | ZYPE 90° ELBOW PLAIN 1/2"
Yes | DV2729B | 11/13/2015 | VICTORIANO, LESTHER | LESTHER VICTORIANO | PVC AP_90ELB PLN_3/4 | AP 90° ELBOW PLAIN 3/4" | 20 | 11 | ZYPE 90° ELBOW PLAIN 3/4" | ZYPE 90° ELBOW PLAIN 3/4"
Yes | DV2729B | 11/13/2015 | VICTORIANO, LESTHER | LESTHER VICTORIANO | PVC AP_PTN PLN_1/2 | AP PATENTE PLAIN 1/2" | 4 | 40 | ZYPE PATENTE PLAIN 1/2" | ZYPE PATENTE PLAIN 1/2"
Yes | DV2729B | 11/13/2015 | VICTORIANO, LESTHER | LESTHER VICTORIANO | PVC AP_PTN PLN_3/4 | AP PATENTE PLAIN 3/4" | 5 | 44 | ZYPE PATENTE PLAIN 3/4" | ZYPE PATENTE PLAIN 3/4"
Yes | DV2729B | 11/13/2015 | VICTORIANO, LESTHER | LESTHER VICTORIANO | PVC - B MA3/4 | CLASS B - MALE ADAPTOR 3/4" | 5 | 16 | CLASS B - MALE ADAPTOR 3/4" | CLASS B - MALE ADAPTOR 3/4"
Yes | DV2730BG | 11/13/2015 | BERSAMIRA | ROSELLE T. BERSAMIRA | GAL_SML CUP | SMALL CUP FOR SLIM CONTAINER | 2 | 3 | SMALL CUP FOR SLIM CONTAINER | SMALL CUP FOR SLIM CONTAINER
Yes | DV2730BG | 11/13/2015 | BERSAMIRA | ROSELLE T. BERSAMIRA | GAL_BIG CUP | BIG CUP FOR SLIM 5 CONTAINER | 5 | 8 | BIG CUP FOR SLIM 5 CONTAINER | BIG CUP FOR SLIM 5 CONTAINER
Yes | DV2731B | 11/13/2015 | BERSAMIRA | ROSELLE T. BERSAMIRA | FIL HYDRO 20SL CBF(WO) | HYDROSEP 20SL - CARBON Block (w/O net inside) | 2 | 600 | HYDROSEP 20SL - CBF (carbon block filter) W/O NET | HYDROSEP 20SL - CBF (carbon block filter) W/O NET
Yes | DV2732B | 11/13/2015 | FILTRADE | FILTRADE | FIL HYDRO 20 PP_1 | HYDROSEP 20SL - 10 MICRON | 1 | 95 | #N/A | HYDROSEP 20SL - 10 MICRON
Yes | DV2732B | 11/13/2015 | FILTRADE | FILTRADE | FIL HYDRO 20 PP_1 | HYDROSEP 20SL - 5 MICRON | 1 | 95 | #N/A | HYDROSEP 20SL - 5 MICRON
Yes | DV2732B | 11/13/2015 | FILTRADE | FILTRADE | FIL HYDRO 20 PP_1 | HYDROSEP 20SL - 1 MICRON | 8 | 95 | #N/A | HYDROSEP 20SL - 1 MICRON
Yes | DV2734BG | 11/13/2015 | VICTORIANO, LESTHER | LESTHER VICTORIANO | GAL_SLIM | SLIM CONTAINER 5 GALLON | 4 | 131 | SLIM CONTAINER 5 GALLON | SLIM CONTAINER 5 GALLON
Yes | DV2735B | 11/13/2015 | VICTORIANO, LESTHER | LESTHER VICTORIANO | FIL HYDRO 20 PP_1 | HYDROSEP 20SL - 1 MICRON | 2 | 95 | #N/A | HYDROSEP 20SL - 1 MICRON
Yes | DV2735B | 11/13/2015 | VICTORIANO, LESTHER | LESTHER VICTORIANO | FIL HYDRO 20SL CBF(WO) | HYDROSEP 20SL - CARBON (w/O net inside) | 1 | 550 | #N/A | HYDROSEP 20SL - CARBON (w/O net inside)
Yes | DV2735B | 11/13/2015 | VICTORIANO, LESTHER | LESTHER VICTORIANO | PVC- TEFLON | TEFLON TAPE | 10 | 15 | TITANIUM TEFLON TAPE 3/4" | TITANIUM TEFLON TAPE 3/4"
Yes | DV2735B | 11/13/2015 | VICTORIANO, LESTHER | LESTHER VICTORIANO | PVC - GV 3/4 | GATE VALVE 3/4" ss | 1 | 600 | SS304 GATE VALVE 3/4" | SS304 GATE VALVE 3/4"
Yes | DV2735B | 11/13/2015 | VICTORIANO, LESTHER | LESTHER VICTORIANO | PVC AP_OUT RED_3/4x1/2 | AP OUTSIDE REDUCER 3/4" x1/2" | 6 | 10 | ZYPE OUTSIDE REDUCER 3/4" x 1/2" | ZYPE OUTSIDE REDUCER 3/4" x 1/2"
Yes | DV2735B | 11/13/2015 | VICTORIANO, LESTHER | LESTHER VICTORIANO | PVC AP_IN RED_1x3/4 | AP INSIDE REDUCER 1" x 3/4" | 2 | 9 | ZYPE INSIDE REDUCER 1" x 3/4" | ZYPE INSIDE REDUCER 1" x 3/4"
Yes | DV2735B | 11/13/2015 | VICTORIANO, LESTHER | LESTHER VICTORIANO | PVC AP_TEE PLN_1/2 | AP TEE PLAIN 1/2" | 2 | 14 | ZYPE TEE PLAIN 1/2" | ZYPE TEE PLAIN 1/2"
Yes | DV2735B | 11/13/2015 | VICTORIANO, LESTHER | LESTHER VICTORIANO | PVC AP_TEE PLN_3/4 | AP TEE PLAIN 3/4" | 2 | 15 | ZYPE TEE PLAIN 3/4" | ZYPE TEE PLAIN 3/4"
Yes | DV2735B | 11/13/2015 | VICTORIANO, LESTHER | LESTHER VICTORIANO | PVC - BVALVE 1/2 | BALL VALVE 1/2 | 4 | 48 | #N/A | BALL VALVE 1/2
Yes | DV2735B | 11/13/2015 | VICTORIANO, LESTHER | LESTHER VICTORIANO | PVC - BVALVE 3/4 | BALL VALVE 3/4 | 2 | 63 | #N/A | BALL VALVE 3/4
Yes | DV2735B | 11/13/2015 | VICTORIANO, LESTHER | LESTHER VICTORIANO | PVC AP_COUP PLN_1 | AP COUPLING PLAIN 1" | 2 | 20 | ZYPE COUPLING PLAIN 1" | ZYPE COUPLING PLAIN 1"
Yes | DV2736B | 11/13/2015 | VICTORIANO, LESTHER | LESTHER VICTORIANO | PVC AP_90ELB PLN_1/2 | AP 90° ELBOW PLAIN 1/2" | 15 | 10 | ZYPE 90° ELBOW PLAIN 1/2" | ZYPE 90° ELBOW PLAIN 1/2"
Yes | DV2736B | 11/13/2015 | VICTORIANO, LESTHER | LESTHER VICTORIANO | PVC AP_90ELB PLN_3/4 | AP 90° ELBOW PLAIN 3/4" | 20 | 11 | ZYPE 90° ELBOW PLAIN 3/4" | ZYPE 90° ELBOW PLAIN 3/4"
Yes | DV2736B | 11/13/2015 | VICTORIANO, LESTHER | LESTHER VICTORIANO | PVC AP_90ELB PLN_1 | AP 90° ELBOW PLAIN 1" | 4 | 23 | ZYPE 90° ELBOW PLAIN 1" | ZYPE 90° ELBOW PLAIN 1"
Yes | DV2736B | 11/13/2015 | VICTORIANO, LESTHER | LESTHER VICTORIANO | PVC - B MA3/4 | CLASS B - MALE ADAPTOR 3/4" | 4 | 16 | CLASS B - MALE ADAPTOR 3/4" | CLASS B - MALE ADAPTOR 3/4"
Yes | DV2736B | 11/13/2015 | VICTORIANO, LESTHER | LESTHER VICTORIANO | PVC AP_MALE A_1 | AP MALE ADAPTOR 1" | 4 | 22 | ZYPE MALE ADAPTOR 1" | ZYPE MALE ADAPTOR 1"
Yes | DV2736B | 11/13/2015 | VICTORIANO, LESTHER | LESTHER VICTORIANO | PVC AP_PTN TRD_1 | AP PATENTE THREADED 1" | 1 | 109 | ZYPE PATENTE THREADED 1" | ZYPE PATENTE THREADED 1"
Yes | DV2736B | 11/13/2015 | VICTORIANO, LESTHER | LESTHER VICTORIANO | PVC AP_PTN PLN_1/2 | AP PATENTE PLAIN 1/2" | 4 | 40 | ZYPE PATENTE PLAIN 1/2" | ZYPE PATENTE PLAIN 1/2"
Yes | DV2736B | 11/13/2015 | VICTORIANO, LESTHER | LESTHER VICTORIANO | PVC AP_PTN PLN_3/4 | AP PATENTE PLAIN 3/4" | 10 | 44 | ZYPE PATENTE PLAIN 3/4" | ZYPE PATENTE PLAIN 3/4"
Yes | DV2736B | 11/13/2015 | VICTORIANO, LESTHER | LESTHER VICTORIANO | PVC - P1/2 | PIPE 1/2 | 1 | 123 | ZYPE PIPE 1/2" | ZYPE PIPE 1/2"
Yes | DV2736B | 11/13/2015 | VICTORIANO, LESTHER | LESTHER VICTORIANO | PVC - P3/4 | PIPE 3/4 | 1 | 180 | ZYPE PIPE 3/4 | ZYPE PIPE 3/4
Yes | DV2737B | 11/13/2015 | SORIANO | HYDROMED TECHNICAL SERVICES | PVC AP_MALE A_1 | AP MALE ADAPTOR 1" | 4 | 22 | ZYPE MALE ADAPTOR 1" | ZYPE MALE ADAPTOR 1"
Yes | DV2737B | 11/13/2015 | SORIANO | HYDROMED TECHNICAL SERVICES | FIL WC 20BB-PP | WATERCHECK 20BB - 5 MICRON | 3 | 420 | #N/A | WATERCHECK 20BB - 5 MICRON
Yes | DV2737B | 11/13/2015 | SORIANO | HYDROMED TECHNICAL SERVICES | PVC AP_COUP TRD_3/4 | AP COUPLING THREADED 3/4" | 25 | 13 | ZYPE COUPLING THREADED 3/4" | ZYPE COUPLING THREADED 3/4"
Yes | DV2737B | 11/13/2015 | SORIANO | HYDROMED TECHNICAL SERVICES | PVC - BVALVE 3/4 | BALL VALVE 3/4 | 10 | 74 | #N/A | BALL VALVE 3/4
Yes | DV2737B | 11/13/2015 | SORIANO | HYDROMED TECHNICAL SERVICES | PVC - B MA3/4 | CLASS B - MALE ADAPTOR 3/4" | 25 | 16 | CLASS B - MALE ADAPTOR 3/4" | CLASS B - MALE ADAPTOR 3/4"
Yes | DV2738B | 11/13/2015 | TABILIN | MR. ARNOLD TABILIN | ACCS_BELT VESSEL | BELT for R.O VESSEL 40 x 40 | 2 | 0 | BELT for R.O VESSEL 40 x 40 | BELT for R.O VESSEL 40 x 40
Yes | DV2738B | 11/13/2015 | TABILIN | MR. ARNOLD TABILIN | ACCS_BELT VESSEL | BELT for R.O VESSEL 40 x 40 | 2 | 280 | BELT for R.O VESSEL 40 x 40 | BELT for R.O VESSEL 40 x 40
Yes | DV2739B | 11/13/2015 | CHUA A. | ABEL CHUA | NIP_NP3/4 | NIPLE REDUCER 3/4" SS | 2 | 70 | NIPPLE REDUCER M-THREAD PIPE 3/4" STAINLESS | NIPPLE REDUCER M-THREAD PIPE 3/4" STAINLESS
Yes | DV2739B | 11/13/2015 | CHUA A. | ABEL CHUA | NIP_BR1x1/4 | BUSHING REDUCER 1" x 3/4" SS | 2 | 100 | BUSHING REDUCER M-F 1" x 3/4" STAINLESS | BUSHING REDUCER M-F 1" x 3/4" STAINLESS
Yes | DV2739B | 11/13/2015 | CHUA A. | ABEL CHUA | PVC- TEFLON | TEFLON TAPE | 2 | 15 | TITANIUM TEFLON TAPE 3/4" | TITANIUM TEFLON TAPE 3/4"
Yes | DV2739B | 11/13/2015 | CHUA A. | ABEL CHUA | ACCS_SCREW1 | SCREW for SL HOUSING | 8 | 0 | SCREW FOR SL HOUSING | SCREW FOR SL HOUSING
Yes | DV2739B | 11/13/2015 | CHUA A. | ABEL CHUA | ACCS_BRAC ST | BRACKET STEEL TAIWAN (new) | 2 | 0 | BRACKET STEEL TAIWAN (NEW) | BRACKET STEEL TAIWAN (NEW)
Yes | DV2739B | 11/13/2015 | CHUA A. | ABEL CHUA | HOUSING SBH_10H | SLIM BLUE HOUSING 10" npt 3/4" Hydrosep | 2 | 750 | (bdle) SLIM BLUE HOUSING 10" npt 3/4" HYDROSEP brand w/ ACCS. | (bdle) SLIM BLUE HOUSING 10" npt 3/4" HYDROSEP brand w/ ACCS.
Yes | DV2739B | 11/13/2015 | CHUA A. | ABEL CHUA | JACO(Z-4044) | JACO Z-4044 1/4"x1/4" male elbow conn. (taiwan) | 1 | 70 | JACO Z-4044 - 1/4" x 1/4" male elbow connector (taiwan) | JACO Z-4044 - 1/4" x 1/4" male elbow connector (taiwan)
Yes | DV2739B | 11/13/2015 | CHUA A. | ABEL CHUA | JAC_CONN 2564 | JACO FIBRA 2564 (3/8"x1/4") 220psi | 1 | 96 | JACO FIBRA 2564 - 3/8mm x 1/4" female straight (US 220psi) | JACO FIBRA 2564 - 3/8mm x 1/4" female straight (US 220psi)
Yes | DV2740B | 11/13/2015 | CHEF VINCE | CHEF VINCE | FIL CBF 10SL | PUREGEN CBF 10SL - BLACK | 2 | 250 | #N/A | PUREGEN CBF 10SL - BLACK
Yes | DV2740B | 11/13/2015 | CHEF VINCE | CHEF VINCE | FIL HYDRO 10PP_1 | HYDROSEP 10SL -5 MICRON | 1 | 80 | #N/A | HYDROSEP 10SL -5 MICRON
Yes | DV2741B | 11/13/2015 | V-HOUSE5 | V-HOUSE C/O MARIE | FIL WC 20BB-CBF | WATERCHECK 20BB - CBF | 2 | 950 | #N/A | WATERCHECK 20BB - CBF
Yes | DV2743B | 11/13/2015 | JLL | JLL FILTRATION EQUIP. INSTALLATION & REPAIR SERVICES | FIL WC 20SL-CBF | WATERCHECK 20SL - CBF | 5 | 280 | #N/A | WATERCHECK 20SL - CBF
Yes | DV2744B | 11/13/2015 | HYDRONOUTICS | CLEAR SOFT WATER | FIL WR30 20SL | WATERCHECK 20SL - WR30 Pleated Polyester Cartridge | 1 | 350 | WATERCHECK 20SL - WR30 (pleated polyester catridge) | WATERCHECK 20SL - WR30 (pleated polyester catridge)
Yes | DV2744B | 11/13/2015 | HYDRONOUTICS | CLEAR SOFT WATER | ACCS_HEAT | HEAT GUN AP1600W model | 1 | 750 | HEAT GUN AP1600W model | HEAT GUN AP1600W model
Yes | DV2745B | 11/13/2015 | VILLARIVERA | JEA MARISOL VILLARIVERA | FIL PRIME10SL-PP1 | PURE PRIME 10SL - 1 MICRON | 75 | 40 | PURE PRIME 10SL - 1 MICRON | PURE PRIME 10SL - 1 MICRON
Yes | DV2746B | 11/13/2015 | CHUA A. | ABEL CHUA | NIP_NP3/4 | NIPLE REDUCER 3/4" SS | 2 | 80 | NIPPLE REDUCER M-THREAD PIPE 3/4" STAINLESS | NIPPLE REDUCER M-THREAD PIPE 3/4" STAINLESS
Yes | DV2746B | 11/13/2015 | CHUA A. | ABEL CHUA | NIP_BR1x1/4 | BUSHING REDUCER 1" x 3/4" SS | 2 | 100 | BUSHING REDUCER M-F 1" x 3/4" STAINLESS | BUSHING REDUCER M-F 1" x 3/4" STAINLESS
Yes | DV2746B | 11/13/2015 | CHUA A. | ABEL CHUA | NIP_CS3/4x1/2 | CONNECTOR STAINLESS 3/4 x 1/2 | 4 | 140 | NIPPLE REDUCER M-THREAD 3/4" x 1/2" STAINLESS (connector) | NIPPLE REDUCER M-THREAD 3/4" x 1/2" STAINLESS (connector)
Yes | DV2746B | 11/13/2015 | CHUA A. | ABEL CHUA | ACCS_SCREW2 | SCREW for BB HOUSING | 4 | 0 | SCREW FOR BB HOUSING | SCREW FOR BB HOUSING
Yes | DV2746B | 11/13/2015 | CHUA A. | ABEL CHUA | ACCS_SPNR BBC | SPANNER WRENCH BB CHINA | 1 | 0 | SPANNER WRENCH BB CHINA (BLACK) | SPANNER WRENCH BB CHINA (BLACK)
Yes | DV2746B | 11/13/2015 | CHUA A. | ABEL CHUA | ACCS_BRAC BBT | BRACKET STEEL BB TAIWAN | 1 | 0 | BRACKET STEEL BB TAIWAN | BRACKET STEEL BB TAIWAN
Yes | DV2746B | 11/13/2015 | CHUA A. | ABEL CHUA | HOUSING BBH10 | BIG BLUE HOUSING 10" npt 1" china | 1 | 1200 | (bdle) BIG BLUE HOUSING 10" npt 1" CHINA w/ ACCS. | (bdle) BIG BLUE HOUSING 10" npt 1" CHINA w/ ACCS.
Yes | DV2746B | 11/13/2015 | CHUA A. | ABEL CHUA | ACCS_SCREW1 | SCREW for SL HOUSING | 8 | 0 | SCREW FOR SL HOUSING | SCREW FOR SL HOUSING
Yes | DV2746B | 11/13/2015 | CHUA A. | ABEL CHUA | ACCS_BRAC ST | BRACKET STEEL TAIWAN (new) | 2 | 0 | BRACKET STEEL TAIWAN (NEW) | BRACKET STEEL TAIWAN (NEW)
Yes | DV2746B | 11/13/2015 | CHUA A. | ABEL CHUA | HOUSING SCH_10S | SLIM CLEAR HOUSING 10" npt 3/4" Taiwan | 2 | 650 | (bdle) SLIM CLEAR HOUSING 10" npt 3/4" TAIWAN w/ ACCS. | (bdle) SLIM CLEAR HOUSING 10" npt 3/4" TAIWAN w/ ACCS.
Yes | DV2747B | 11/13/2015 | VILLARIVERA | JEA MARISOL VILLARIVERA | CARTRIDGE_12 EUR T3S | EUREKA T3S 10" (triple cartridge) | 2 | 1980 | EUREKA EWPS-3S T3S 10" | EUREKA EWPS-3S T3S 10"
Yes | DV2748B | 11/13/2015 | VILLARIVERA | JEA MARISOL VILLARIVERA | CARTRIDGE_12 EUR T3S | EUREKA T3S 10" (triple cartridge) | 2 | 1980 | EUREKA EWPS-3S T3S 10" | EUREKA EWPS-3S T3S 10"
Yes | DV2749B | 11/13/2015 | VILLARIVERA | JEA MARISOL VILLARIVERA | CARTRIDGE_12 EUR T3S | EUREKA T3S 10" (triple cartridge) | 2 | 1980 | EUREKA EWPS-3S T3S 10" | EUREKA EWPS-3S T3S 10"
Yes | DV2750B | 11/13/2015 | VILLARIVERA | JEA MARISOL VILLARIVERA | CARTRIDGE_12 EUR T3S | EUREKA T3S 10" (triple cartridge) | 2 | 1980 | EUREKA EWPS-3S T3S 10" | EUREKA EWPS-3S T3S 10"
Yes | DV2751B | 11/13/2015 | DROPS OF GRACES | DROPS OF GRACES ENTERPRISES |  | FILTER BAG 30"- PP50u (180*810) plastic ring | 1 | 0 | FILTER BAG 30"- PP50u (180*810) PLASTIC RING | FILTER BAG 30"- PP50u (180*810) PLASTIC RING
Yes | DV2752B | 11/14/2015 | TAKE-UP | TAKE-UP MARKETING | PVC AP_PTN PLN_1/2 | AP PATENTE PLAIN 1/2" | 50 | 34 | ZYPE PATENTE PLAIN 1/2" | ZYPE PATENTE PLAIN 1/2"
Yes | DV2752B | 11/14/2015 | TAKE-UP | TAKE-UP MARKETING | PVC AP_IN RED_3/4x1/2 | AP INSIDE REDUCER 3/4" x 1/2" | 100 | 8 | ZYPE INSIDE REDUCER 3/4" x 1/2" | ZYPE INSIDE REDUCER 3/4" x 1/2"
Yes | DV2752B | 11/14/2015 | TAKE-UP | TAKE-UP MARKETING | PVC AP_TEE PLN_3/4 | AP TEE PLAIN 3/4" | 25 | 20 | ZYPE TEE PLAIN 3/4" | ZYPE TEE PLAIN 3/4"
Yes | DV2752B | 11/14/2015 | TAKE-UP | TAKE-UP MARKETING | PVC AP_90ELB PLN_1/2 | AP 90° ELBOW PLAIN 1/2" | 100 | 10 | ZYPE 90° ELBOW PLAIN 1/2" | ZYPE 90° ELBOW PLAIN 1/2"
Yes | DV2752B | 11/14/2015 | TAKE-UP | TAKE-UP MARKETING | PVC AP_MALE A_1 | AP MALE ADAPTOR 1" | 100 | 15 | ZYPE MALE ADAPTOR 1" | ZYPE MALE ADAPTOR 1"
Yes | DV2752B | 11/14/2015 | TAKE-UP | TAKE-UP MARKETING | CARTRIDGE_EMP 3S EWF-100B | 3-STAGE WATER FILTER EWF -100B W/OUT KIT-FITTINGS | 3 | 1600 | EMPRESS EWF-100B T3S 10" w/OUT KIT FITTINGS | EMPRESS EWF-100B T3S 10" w/OUT KIT FITTINGS
Yes | DV2752B | 11/14/2015 | TAKE-UP | TAKE-UP MARKETING | ACCS_HEAT | HEAT GUN AP1600W model | 30 | 520 | HEAT GUN AP1600W model | HEAT GUN AP1600W model
Yes | DV2752B | 11/14/2015 | TAKE-UP | TAKE-UP MARKETING | PVC - P1 | PIPE 1" | 15 | 292 | ZYPE PIPE 1" | ZYPE PIPE 1"
Yes | DV2752B | 11/14/2015 | TAKE-UP | TAKE-UP MARKETING | PVC - P3/4 | PIPE 3/4 | 15 | 180 | ZYPE PIPE 3/4 | ZYPE PIPE 3/4
Yes | DV2752B | 11/14/2015 | TAKE-UP | TAKE-UP MARKETING | PVC - P1/2 | PIPE 1/2 | 25 | 119 | ZYPE PIPE 1/2" | ZYPE PIPE 1/2"
Yes | DV2753B | 11/14/2015 | UNIQUE | UNIQUE INTERNATIONAL | FIL HYDRO 20SL CBF(WO) | HYDROSEP 20SL - CARBON (w/O net inside) | 24 | 350 | #N/A | HYDROSEP 20SL - CARBON (w/O net inside)
Yes | DV2754B | 11/17/2015 | MTEC | MTEC Water Treatment Tech. |  | STRAINER H-1206 (half thread) | 1 | 0 | STRAINER H 1206 GRAY (HALF THREAD) | STRAINER H 1206 GRAY (HALF THREAD)
Yes | DV2754B | 11/17/2015 | MTEC | MTEC Water Treatment Tech. |  | STRAINER H-1206 (full thread) | 1 | 0 | STRAINER H 1206 YELLOW (FULL THREAD) | STRAINER H 1206 YELLOW (FULL THREAD)
Yes | DV2755B | 11/17/2015 | DISTOR | STREAM PLUS | ROM_LCLE4040 | FILMTEC BW30 40 x 40 L.C-LE | 5 | 9600 | FILMTEC BW30 40 x 40 L.C.L.E | FILMTEC BW30 40 x 40 L.C.L.E
Yes | DV2755B | 11/17/2015 | DISTOR | STREAM PLUS | MF RESIN H-C100E | RESIN H-C 100E (new) | 10 | 1350 | HI-GRADE RESIN H-C 100E | HI-GRADE RESIN H-C 100E
Yes | DV2755B | 11/17/2015 | DISTOR | STREAM PLUS |  |  |  |  | #N/A
Yes | DV2756B | 11/17/2015 | JANE | AQUAPRO c/o JANE & BERT | PRE VALVE 1/2 UNI-D | SOLENOID VALVE 1/2" BRASS UNI-D | 2 | 1200 | SOLENOID VALVE 1/2" BRASS UNI-D | SOLENOID VALVE 1/2" BRASS UNI-D
Yes | DV2756B | 11/17/2015 | JANE | AQUAPRO c/o JANE & BERT | JAC_CONN 1088 | JACO FIBRA 1088 (1/2x1/2) 220psi | 10 | 74 | JACO FIBRA 1088 - 1/2mm x 1/2" male straight (US 220psi) | JACO FIBRA 1088 - 1/2mm x 1/2" male straight (US 220psi)
Yes | DV2756B | 11/17/2015 | JANE | AQUAPRO c/o JANE & BERT | JAC_CONN 4088 | JACO FIBRA 4088 (1/2x1/2) 220psi | 10 | 96 | JACO FIBRA 4088 - 1/2mm x 1/2" male elbow (US 220psi) | JACO FIBRA 4088 - 1/2mm x 1/2" male elbow (US 220psi)
Yes | DV2756B | 11/17/2015 | JANE | AQUAPRO c/o JANE & BERT | PVC - BVALVE 1" | BALL VALVE 1" | 10 | 90 | ZYPE BALL VALVE 1" | ZYPE BALL VALVE 1"
Yes | DV2756B | 11/17/2015 | JANE | AQUAPRO c/o JANE & BERT | UV SET 2 | ULTRA VIOLET SET 2 GPM | 1 | 4000 | ULTRA VIOLET WONDER SET 2 GPM W-120 | ULTRA VIOLET WONDER SET 2 GPM W-120
Yes | DV2756B | 11/17/2015 | JANE | AQUAPRO c/o JANE & BERT | UV SET 6 | ULTRA VIOLET SET 6 GPM | 2 | 6300 | ULTRA VIOLET WONDER SET 6 GPM W-360 | ULTRA VIOLET WONDER SET 6 GPM W-360
Yes | DV2756B | 11/17/2015 | JANE | AQUAPRO c/o JANE & BERT | ACCS_HEAT | HEAT GUN AP1600W model | 12 | 550 | HEAT GUN AP1600W model | HEAT GUN AP1600W model
Yes | DV2756B | 11/17/2015 | JANE | AQUAPRO c/o JANE & BERT | FIL WC 20BB-PP | WATERCHECK 20BB - 5 MICRON | 6 | 400 | #N/A | WATERCHECK 20BB - 5 MICRON
Yes | DV2756B | 11/17/2015 | JANE | AQUAPRO c/o JANE & BERT | FIL WC 20BB-PP | WATERCHECK 20BB - 1 MICRON | 6 | 400 | #N/A | WATERCHECK 20BB - 1 MICRON
Yes | DV2756B | 11/17/2015 | JANE | AQUAPRO c/o JANE & BERT | FIL WC 10SL-PP | WATERCHECK 10SL - 1 MICRON | 12 | 45 | #N/A | WATERCHECK 10SL - 1 MICRON
Yes | DV2756B | 11/17/2015 | JANE | AQUAPRO c/o JANE & BERT | FIL WC 10SL-PP | WATERCHECK 10SL - 5 MICRON | 13 | 45 | #N/A | WATERCHECK 10SL - 5 MICRON
Yes | DV2757BG | 11/17/2015 | JANE | AQUAPRO c/o JANE & BERT | GAL_SML CUP | SMALL CUP FOR SLIM CONTAINER | 200 | 2 | SMALL CUP FOR SLIM CONTAINER | SMALL CUP FOR SLIM CONTAINER
Yes | DV2757BG | 11/17/2015 | JANE | AQUAPRO c/o JANE & BERT | GAL_BIG CUP | BIG CUP FOR SLIM 5 CONTAINER | 500 | 6 | BIG CUP FOR SLIM 5 CONTAINER | BIG CUP FOR SLIM 5 CONTAINER
Yes | DV2758B | 11/17/2015 | JANE | AQUAPRO c/o JANE & BERT | FIL WC 20SLPP | WATERCHECK 20SL - 20 MICRON | 75 | 65 | #N/A | WATERCHECK 20SL - 20 MICRON
Yes | DV2758B | 11/17/2015 | JANE | AQUAPRO c/o JANE & BERT | FIL WC 20SLPP | WATERCHECK 20SL - 10 MICRON | 75 | 65 | #N/A | WATERCHECK 20SL - 10 MICRON
Yes | DV2758B | 11/17/2015 | JANE | AQUAPRO c/o JANE & BERT | FIL WC 20SLPP | WATERCHECK 20SL - 5 MICRON | 75 | 65 | #N/A | WATERCHECK 20SL - 5 MICRON
Yes | DV2758B | 11/17/2015 | JANE | AQUAPRO c/o JANE & BERT | FIL WC 20SLPP | WATERCHECK 20SL - 1 MICRON | 75 | 65 | #N/A | WATERCHECK 20SL - 1 MICRON
Yes | DV2758B | 11/17/2015 | JANE | AQUAPRO c/o JANE & BERT | FIL HYDRO 10PP_1 | HYDROSEP 10SL - 5 MICRON | 50 | 50 | #N/A | HYDROSEP 10SL - 5 MICRON
Yes | DV2758B | 11/17/2015 | JANE | AQUAPRO c/o JANE & BERT | FIL HYDRO 20 PP_1 | HYDROSEP 20SL - 5 MICRON | 50 | 90 | #N/A | HYDROSEP 20SL - 5 MICRON
Yes | DV2759B | 11/16/2015 | UNIQUE | UNIQUE INTERNATIONAL | MF MNGS ZEO | MANGANESE ZEOLITE 30 kgs. | 12 | 2200 | MANGANESE ZEOLITE 30 kgs. | MANGANESE ZEOLITE 30 kgs.
Yes | DV2760B | 11/16/2015 | BACOLOD | BACOLOD WATER WORLD | ACCS_HEAT | HEAT GUN AP1600W model | 10 | 600 | HEAT GUN AP1600W model | HEAT GUN AP1600W model
Yes | DV2761B | 11/17/2015 | SHENMAN | SHENMAN TRADING | ACCS_RTUBE | RISER TUBE ONLY (10x54) | 1 | 0 | RISER TUBE for 10 x 54 FRP | RISER TUBE for 10 x 54 FRP
Yes | DV2761B | 11/17/2015 | SHENMAN | SHENMAN TRADING | ACCS_STSB | STRAINER H 2807 | 1 | 0 | #N/A | STRAINER H 2807
Yes | DV2761B | 11/17/2015 | SHENMAN | SHENMAN TRADING | FRP 1054 WV_1 | FRP TANK 10" x 54" WAVE CYBER BEIGE color | 1 | 2600 | (bdle) FRP TANK 10" x 54" (-2.5T) WAVE CYBER BEIGE color w/ ACCS. | (bdle) FRP TANK 10" x 54" (-2.5T) WAVE CYBER BEIGE color w/ ACCS.
Yes | DV2762B | 11/17/2015 | LAMP | LAMPCOR INDUSTRIAL RESOURCES INC. | FIL EP 10SL | PENTEK EP - 10 SLIM | 2 | 360 | PENTEK EP - 10 SLIM | PENTEK EP - 10 SLIM
Yes | DV2763B | 11/17/2015 | MICROTECH | MICROTEC | STL SS304 - A | SS304 VESSEL w/ PLASTIC END CAP - A | 5 | 3800 | SS304 VESSEL 4040 w/ PLASTIC END CAP - A (seamless) | SS304 VESSEL 4040 w/ PLASTIC END CAP - A (seamless)
Yes | DV2764B | 11/17/2015 | MICROTECH 2 | MICROLITE ENTERPRISES | STL SS304 - A | SS304 VESSEL w/ PLASTIC END CAP - A | 4 | 3800 | SS304 VESSEL 4040 w/ PLASTIC END CAP - A (seamless) | SS304 VESSEL 4040 w/ PLASTIC END CAP - A (seamless)
Yes | DV2764B | 11/17/2015 | MICROTECH 2 | MICROLITE ENTERPRISES | PUR_ALKA E-408 | EMPRESS ALKALINE MACHINE-E408 (6 poles) | 1 | 18000 | EMPRESS ALKALINE MACHINE E-408 | EMPRESS ALKALINE MACHINE E-408
Yes | DV2765B | 11/17/2015 | SVNM | MHBC GENERAL MERCHANDISE | FIL WR30 20BB | WATERCHECK 20BB - WR30 | 2 | 600 | #N/A | WATERCHECK 20BB - WR30
Yes | DV2765B | 11/17/2015 | SVNM | MHBC GENERAL MERCHANDISE | FIL HYDRO 20BB-PP | HYDROSEP 20BB - 10 MICRON | 5 | 520 | #N/A | HYDROSEP 20BB - 10 MICRON
Yes | DV2765B | 11/17/2015 | SVNM | MHBC GENERAL MERCHANDISE | FIL HYDRO 20BB-PP | HYDROSEP 20BB - 20 MICRON | 5 | 520 | #N/A | HYDROSEP 20BB - 20 MICRON
Yes | DV2765B | 11/17/2015 | SVNM | MHBC GENERAL MERCHANDISE | FIL HYDRO 20BB-PP | HYDROSEP 20BB - 5 MICRON | 5 | 520 | #N/A | HYDROSEP 20BB - 5 MICRON
Yes | DV2765B | 11/17/2015 | SVNM | MHBC GENERAL MERCHANDISE | FIL HYDRO 20BB-PP | HYDROSEP 20BB - 1 MICRON | 5 | 520 | #N/A | HYDROSEP 20BB - 1 MICRON
Yes | DV2765B | 11/17/2015 | SVNM | MHBC GENERAL MERCHANDISE | ACCS_HEAT | HEAT GUN AP1600W model | 20 | 600 | HEAT GUN AP1600W model | HEAT GUN AP1600W model
Yes | DV2766B | 11/17/2015 | RISE UP WATER | RISE UP WATER STATION | STL SS304 - A | SS304 VESSEL w/ PLASTIC END CAP - A | 1 | 4500 | SS304 VESSEL 4040 w/ PLASTIC END CAP - A (seamless) | SS304 VESSEL 4040 w/ PLASTIC END CAP - A (seamless)
Yes | DV2766B | 11/17/2015 | RISE UP WATER | RISE UP WATER STATION | UV SET 6 | ULTRA VIOLET SET 6 GPM | 1 | 7000 | ULTRA VIOLET WONDER SET 6 GPM W-360 | ULTRA VIOLET WONDER SET 6 GPM W-360
Yes | DV2767B | 11/17/2015 | JERRY | MR. GERRY DELA PEÑA | FIL EMP 20SL | PENTEK EPM - 20 SLIM | 6 | 480 | PENTEK EPM - 20 SLIM | PENTEK EPM - 20 SLIM
Yes | DV2767B | 11/17/2015 | JERRY | MR. GERRY DELA PEÑA | FIL HYDRO 10BB | HYDROSEP 10BB - CBF | 2 | 800 | #N/A | HYDROSEP 10BB - CBF
Yes | DV2767B | 11/17/2015 | JERRY | MR. GERRY DELA PEÑA | FIL HYDRO 20BB-PP | HYDROSEP 20BB - 20 MICRON | 5 | 520 | #N/A | HYDROSEP 20BB - 20 MICRON
Yes | DV2767B | 11/17/2015 | JERRY | MR. GERRY DELA PEÑA | FIL HYDRO 20BB-PP | HYDROSEP 20BB - 10 MICRON | 5 | 520 | #N/A | HYDROSEP 20BB - 10 MICRON
Yes | DV2767B | 11/17/2015 | JERRY | MR. GERRY DELA PEÑA | FIL HYDRO 20 PP_1 | HYDROSEP 20SL - 1 MICRON | 50 | 90 | #N/A | HYDROSEP 20SL - 1 MICRON
Yes | DV2767B | 11/17/2015 | JERRY | MR. GERRY DELA PEÑA | FIL HYDRO 20 PP_1 | HYDROSEP 20SL - 5 MICRON | 50 | 90 | #N/A | HYDROSEP 20SL - 5 MICRON
Yes | DV2767B | 11/17/2015 | JERRY | MR. GERRY DELA PEÑA | ACCS_RTUBE | RISER TUBE ONLY (10x54) | 6 | 0 | RISER TUBE for 10 x 54 FRP | RISER TUBE for 10 x 54 FRP
Yes | DV2767B | 11/17/2015 | JERRY | MR. GERRY DELA PEÑA | ACCS_STSB | STRAINER H 2807 | 6 | 0 | #N/A | STRAINER H 2807
Yes | DV2767B | 11/17/2015 | JERRY | MR. GERRY DELA PEÑA | FRP 1054 SMP_1 | FRP TANK 10" x 54" CANATURE BEIGE color | 3 | 1800 | (bdle) FRP TANK 10" x 54" (-2.5T) CANATURE BEIGE color w/ ACCS. | (bdle) FRP TANK 10" x 54" (-2.5T) CANATURE BEIGE color w/ ACCS.
Yes | DV2767B | 11/17/2015 | JERRY | MR. GERRY DELA PEÑA | FRP 1054 SMP_2 | FRP TANK 10" x 54" CANATURE BLUE color | 3 | 1800 | (bdle) FRP TANK 10" x 54" (-2.5T) CANATURE BLUE color w/ ACCS. | (bdle) FRP TANK 10" x 54" (-2.5T) CANATURE BLUE color w/ ACCS.
Yes | DV2767B | 11/17/2015 | JERRY | MR. GERRY DELA PEÑA | FRP_JACKET WV | 10"x 54" SS JACKET WAVE CYBER brand | 1 | 1800 | (bdle) 10" x 54" STAINLESS JACKET w/ HEAD CAP | (bdle) 10" x 54" STAINLESS JACKET w/ HEAD CAP
Yes | DV2767B | 11/17/2015 | JERRY | MR. GERRY DELA PEÑA | ACCS_CAP | WAVE CYBER HEAD CAP 10"x54" | 1 | 0 | WAVE CYBER HEAD CAP 10" x 54" | WAVE CYBER HEAD CAP 10" x 54"
Yes | DV2768B | 11/17/2015 | DADSON | DADSON ENTERPRISES | PRE BV 1" | BALL VALVE 1" SS304 | 2 | 600 | SS304 BALL VALVE 1" | SS304 BALL VALVE 1"
Yes | DV2768B | 11/17/2015 | DADSON | DADSON ENTERPRISES | ACCS_HEAT | HEAT GUN AP1600W model | 12 | 550 | HEAT GUN AP1600W model | HEAT GUN AP1600W model
Yes | DV2768B | 11/17/2015 | DADSON | DADSON ENTERPRISES | PUMP-APC 1 | AUTOMATIC PUMP CONTROL (MAC 03) | 1 | 1500 | MAZAKI AUTOMATIC PUMP CONTROL (MAC 03) | MAZAKI AUTOMATIC PUMP CONTROL (MAC 03)
Yes | DV2768B | 11/17/2015 | DADSON | DADSON ENTERPRISES | PUMP-APC 2 | AUTOMATIC PRESS CONTROL (MAC 02) | 2 | 1500 | MAZAKI AUTOMATIC PRESS CONTROL (MAC 02) | MAZAKI AUTOMATIC PRESS CONTROL (MAC 02)
Yes | DV2768B | 11/17/2015 | DADSON | DADSON ENTERPRISES | PUMP ATS1000 | AQUA TEDELA ATS-1000 1.3hp (1kw) | 1 | 4370 | AQUA TEDELA ATS-1000 1.3hp (1kw) | AQUA TEDELA ATS-1000 1.3hp (1kw)
Yes | DV2768B | 11/17/2015 | DADSON | DADSON ENTERPRISES | FIL CCK(UDF20"-BP)BB | CCK BLUE PLUMP GAC CARTRIDGE UDF-20BP | 2 | 800 | CCK BLUE PLUMP GAC CARTRIDGE UDF-20BP | CCK BLUE PLUMP GAC CARTRIDGE UDF-20BP
Yes | DV2768B | 11/17/2015 | DADSON | DADSON ENTERPRISES | FIL WR30 10BB | WATERCHECK 10BB - WR30 | 6 | 350 | #N/A | WATERCHECK 10BB - WR30
Yes | DV2768B | 11/17/2015 | DADSON | DADSON ENTERPRISES | FIL HYDRO 20BB-PP | HYDROSEP 20BB - 5 MICRON | 1 | 600 | #N/A | HYDROSEP 20BB - 5 MICRON
Yes | DV2768B | 11/17/2015 | DADSON | DADSON ENTERPRISES | FIL HYDRO 20BB-PP | HYDROSEP 20BB - 10 MICRON | 1 | 600 | #N/A | HYDROSEP 20BB - 10 MICRON
Yes | DV2769B | 11/17/2015 | DADSON | DADSON ENTERPRISES | ACCS_BRAC BBT | BRACKET STEEL BB TAIWAN | 3 | 0 | BRACKET STEEL BB TAIWAN | BRACKET STEEL BB TAIWAN
Yes | DV2769B | 11/17/2015 | DADSON | DADSON ENTERPRISES | ACCS_SPNR BB-T | SPANNER WRENCH BB TAIWAN | 3 | 0 | SPANNER WRENCH BB TAIWAN (BLACK) | SPANNER WRENCH BB TAIWAN (BLACK)
Yes | DV2769B | 11/17/2015 | DADSON | DADSON ENTERPRISES | ACCS_SCREW2 | SCREW for BB HOUSING | 12 | 0 | SCREW FOR BB HOUSING | SCREW FOR BB HOUSING
Yes | DV2769B | 11/17/2015 | DADSON | DADSON ENTERPRISES | HOUSING BB20-T | BIG BLUE HOUSING 20" npt 1" TAiWAN | 3 | 1300 | (bdle) BIG BLUE HOUSING 20" npt 1" TAIWAN w/ ACCS. | (bdle) BIG BLUE HOUSING 20" npt 1" TAIWAN w/ ACCS.
Yes | DV2769B | 11/17/2015 | DADSON | DADSON ENTERPRISES | ACCS_BRAC ST | BRACKET STEEL TAIWAN (new) | 9 | 0 | BRACKET STEEL TAIWAN (NEW) | BRACKET STEEL TAIWAN (NEW)
Yes | DV2769B | 11/17/2015 | DADSON | DADSON ENTERPRISES | ACCS_SPNR SL T | SPANNER WRENCH SLIM 20" TAIWAN | 3 | 0 | (zero price) SPANNER WRENCH SLIM 20" TAIWAN (BLACK) | (zero price) SPANNER WRENCH SLIM 20" TAIWAN (BLACK)
Yes | DV2769B | 11/17/2015 | DADSON | DADSON ENTERPRISES | ACCS_SCREW1 | SCREW for SL HOUSING | 36 | 0 | SCREW FOR SL HOUSING | SCREW FOR SL HOUSING
Yes | DV2769B | 11/17/2015 | DADSON | DADSON ENTERPRISES | HOUSING HYDRO 20 | HYDROSEP BLUE HOUSING 20" npt 3/4" | 3 | 1200 | (bdle) SLIM BLUE HOUSING 20" npt 3/4" HYDROSEP brand w/ ACCS. | (bdle) SLIM BLUE HOUSING 20" npt 3/4" HYDROSEP brand w/ ACCS.
Yes | DV2769B | 11/17/2015 | DADSON | DADSON ENTERPRISES | HOUSING SBH_10H | SLIM BLUE HOUSING 10" npt 3/4" Hydrosep | 6 | 550 | (bdle) SLIM BLUE HOUSING 10" npt 3/4" HYDROSEP brand w/ ACCS. | (bdle) SLIM BLUE HOUSING 10" npt 3/4" HYDROSEP brand w/ ACCS.
Yes | DV2770B | 11/17/2015 | PURE F | PUREFLOW WATER SYSTEMS, INC. | PUMP CDLF16-5 3phase | CNP CDLF16-5 (15hp) 11kw. 3 PHASE | 1 | 48591 | #N/A | CNP CDLF16-5 (15hp) 11kw. 3 PHASE
Yes | DV2771B | 11/20/2015 | CDLC | MICRON SYSTEM ENTERPRISES | PVC AP_IN RED_1x3/4 | AP INSIDE REDUCER 1" x 3/4" | 4 | 11 | ZYPE INSIDE REDUCER 1" x 3/4" | ZYPE INSIDE REDUCER 1" x 3/4"
Yes | DV2771B | 11/20/2015 | CDLC | MICRON SYSTEM ENTERPRISES | PVC AP_IN RED_3/4x1/2 | AP INSIDE REDUCER 3/4" x 1/2" | 4 | 7.2 | ZYPE INSIDE REDUCER 3/4" x 1/2" | ZYPE INSIDE REDUCER 3/4" x 1/2"
Yes | DV2771B | 11/20/2015 | CDLC | MICRON SYSTEM ENTERPRISES | PVC - OUT RED_2 | OUTSIDE REDUCER 1 x 1/2 | 4 | 15 | ZYPE OUTSIDE REDUCER 1" x 1/2" | ZYPE OUTSIDE REDUCER 1" x 1/2"
Yes | DV2771B | 11/20/2015 | CDLC | MICRON SYSTEM ENTERPRISES | PVC - BVALVE 1/2 | BALL VALVE 1/2 | 8 | 48 | #N/A | BALL VALVE 1/2
Yes | DV2771B | 11/20/2015 | CDLC | MICRON SYSTEM ENTERPRISES | PVC - BVALVE 3/4 | BALL VALVE 3/4 | 3 | 63 | #N/A | BALL VALVE 3/4
Yes | DV2771B | 11/20/2015 | CDLC | MICRON SYSTEM ENTERPRISES | PVC - BVALVE 1" | BALL VALVE 1" | 9 | 90 | ZYPE BALL VALVE 1" | ZYPE BALL VALVE 1"
Yes | DV2771B | 11/20/2015 | CDLC | MICRON SYSTEM ENTERPRISES | PVC - B TP1/2 | CLASS B - TEE PLAIN 1/2" | 8 | 14 | CLASS B - TEE PLAIN 1/2" | CLASS B - TEE PLAIN 1/2"
Yes | DV2771B | 11/20/2015 | CDLC | MICRON SYSTEM ENTERPRISES | PVC AP_TEE PLN_3/4 | AP TEE PLAIN 3/4" | 3 | 20 | ZYPE TEE PLAIN 3/4" | ZYPE TEE PLAIN 3/4"
Yes | DV2771B | 11/20/2015 | CDLC | MICRON SYSTEM ENTERPRISES | PVC AP_TEE PLN_1 | AP TEE PLAIN 1" | 10 | 36 | ZYPE TEE PLAIN 1" | ZYPE TEE PLAIN 1"
Yes | DV2771B | 11/20/2015 | CDLC | MICRON SYSTEM ENTERPRISES | PVC-ELB-TRD 1/2 | ELBOW THREADED 1/2 | 14 | 20 | ZYPE 90° ELBOW THREADED 1/2" | ZYPE 90° ELBOW THREADED 1/2"
Yes | DV2771B | 11/20/2015 | CDLC | MICRON SYSTEM ENTERPRISES | PVC AP_90ELB PLN_1/2 | AP 90° ELBOW PLAIN 1/2" | 40 | 10 | ZYPE 90° ELBOW PLAIN 1/2" | ZYPE 90° ELBOW PLAIN 1/2"
Yes | DV2771B | 11/20/2015 | CDLC | MICRON SYSTEM ENTERPRISES | PVC AP_90ELB PLN_3/4 | AP 90° ELBOW PLAIN 3/4" | 8 | 14.5 | ZYPE 90° ELBOW PLAIN 3/4" | ZYPE 90° ELBOW PLAIN 3/4"
Yes | DV2772B | 11/20/2015 | CDLC | MICRON SYSTEM ENTERPRISES | PVC AP_COUP TRD_1/2 | AP COUPLING THREADED 1/2" | 11 | 8.5 | ZYPE COUPLING THREADED 1/2" | ZYPE COUPLING THREADED 1/2"
Yes | DV2772B | 11/20/2015 | CDLC | MICRON SYSTEM ENTERPRISES | PVC AP_COUP TRD_3/4 | AP COUPLING THREADED 3/4" | 3 | 13 | ZYPE COUPLING THREADED 3/4" | ZYPE COUPLING THREADED 3/4"
Yes | DV2772B | 11/20/2015 | CDLC | MICRON SYSTEM ENTERPRISES | PVC AP_COUP TRD_1 | AP COUPLING THREADED 1" | 3 | 18 | ZYPE COUPLING THREADED 1" | ZYPE COUPLING THREADED 1"
Yes | DV2772B | 11/20/2015 | CDLC | MICRON SYSTEM ENTERPRISES | PVC AP_MALE A_3/4 | AP MALE ADAPTOR 3/4" | 11 | 16 | ZYPE MALE ADAPTOR 3/4" | ZYPE MALE ADAPTOR 3/4"
Yes | DV2772B | 11/20/2015 | CDLC | MICRON SYSTEM ENTERPRISES | PVC AP_MALE A_1 | AP MALE ADAPTOR 1" | 48 | 22 | ZYPE MALE ADAPTOR 1" | ZYPE MALE ADAPTOR 1"
Yes | DV2772B | 11/20/2015 | CDLC | MICRON SYSTEM ENTERPRISES | PVC AP_PTN PLN_1/2 | AP PATENTE PLAIN 1/2" | 15 | 50 | ZYPE PATENTE PLAIN 1/2" | ZYPE PATENTE PLAIN 1/2"
Yes | DV2772B | 11/20/2015 | CDLC | MICRON SYSTEM ENTERPRISES | PVC AP_PTN PLN_3/4 | AP PATENTE PLAIN 3/4" | 2 | 62 | ZYPE PATENTE PLAIN 3/4" | ZYPE PATENTE PLAIN 3/4"
Yes | DV2772B | 11/20/2015 | CDLC | MICRON SYSTEM ENTERPRISES | PVC AP_PTN PLN_1 | AP PATENTE PLAIN 1" | 26 | 98 | ZYPE PATENTE PLAIN 1" | ZYPE PATENTE PLAIN 1"
Yes | DV2772B | 11/20/2015 | CDLC | MICRON SYSTEM ENTERPRISES | PVC - P1/2 | PIPE 1/2 | 8 | 119 | ZYPE PIPE 1/2" | ZYPE PIPE 1/2"
Yes | DV2772B | 11/20/2015 | CDLC | MICRON SYSTEM ENTERPRISES | PVC - P3/4 | PIPE 3/4 | 4 | 180 | ZYPE PIPE 3/4 | ZYPE PIPE 3/4
Yes | DV2772B | 11/20/2015 | CDLC | MICRON SYSTEM ENTERPRISES | PVC - P1 | PIPE 1" | 6 | 292 | ZYPE PIPE 1" | ZYPE PIPE 1"
Yes | DV2773B | 11/17/2015 | BRIGHT | BRIGHT MOON | PUMP CDLF 1-110 | CNP CDLF1-110 (1.5hp) 1.1kw. 1 phase | 1 | 20500 | #N/A | CNP CDLF1-110 (1.5hp) 1.1kw. 1 phase
Yes | DV2773B | 11/17/2015 | BRIGHT | BRIGHT MOON | PUMP ROTO | ROTOFLOW 330 GPH | 1 | 7500 | ROTARY VANE ROTOFLOW 330 GPH | ROTARY VANE ROTOFLOW 330 GPH
Yes | DV2773B | 11/17/2015 | BRIGHT | BRIGHT MOON | PUMP_0L | LABJOY ONLY (motor 1hp) | 1 | 0 | LABJOY ONLY (motor 1hp) | LABJOY ONLY (motor 1hp)
Yes | DV2773B | 11/17/2015 | BRIGHT | BRIGHT MOON | PUMP_01 | MOTOR 1HP (HANTECH) | 1 | 7500 | TONGTAI MOTOR 1HP (BOLT ON) | TONGTAI MOTOR 1HP (BOLT ON)
Yes | DV2774B | 11/20/2015 | EGR | EGR MARKETING | FIL HYDRO 20 PP_1 | HYDROSEP 20SL - 10 MICRON | 25 | 90 | #N/A | HYDROSEP 20SL - 10 MICRON
Yes | DV2774B | 11/20/2015 | EGR | EGR MARKETING | FIL HYDRO 20 PP_1 | HYDROSEP 20SL - 5 MICRON | 23 | 90 | #N/A | HYDROSEP 20SL - 5 MICRON
Yes | DV2774B | 11/20/2015 | EGR | EGR MARKETING | FIL HYDRO 20 PP_1 | HYDROSEP 20SL - 1 MICRON | 25 | 90 | #N/A | HYDROSEP 20SL - 1 MICRON
Yes | DV2774B | 11/20/2015 | EGR | EGR MARKETING | PUMP-APC 1 | AUTOMATIC PUMP CONTROL (MAC 03) | 5 | 1600 | MAZAKI AUTOMATIC PUMP CONTROL (MAC 03) | MAZAKI AUTOMATIC PUMP CONTROL (MAC 03)
Yes | DV2775B | 11/20/2015 | AEROASIA | MEDCONASIA INCORPORATED | PVC AP_TEE PLN_3/4 | AP TEE PLAIN 3/4" | 50 | 20 | ZYPE TEE PLAIN 3/4" | ZYPE TEE PLAIN 3/4"
Yes | DV2775B | 11/20/2015 | AEROASIA | MEDCONASIA INCORPORATED | PVC AP_TEE PLN_1 | AP TEE PLAIN 1" | 60 | 36 | ZYPE TEE PLAIN 1" | ZYPE TEE PLAIN 1"
Yes | DV2775B | 11/20/2015 | AEROASIA | MEDCONASIA INCORPORATED | PVC - P1/2 | PIPE 1/2 | 25 | 123 | ZYPE PIPE 1/2" | ZYPE PIPE 1/2"
Yes | DV2775B | 11/20/2015 | AEROASIA | MEDCONASIA INCORPORATED | PVC - P3/4 | PIPE 3/4 | 30 | 180 | ZYPE PIPE 3/4 | ZYPE PIPE 3/4
Yes | DV2775B | 11/20/2015 | AEROASIA | MEDCONASIA INCORPORATED | PVC - P1 | PIPE 1" | 30 | 292 | ZYPE PIPE 1" | ZYPE PIPE 1"
Yes | DV2775B | 11/20/2015 | AEROASIA | MEDCONASIA INCORPORATED | PRE MPC-06 | MASAKI LOW PRESSURE SWITCH MPC-06 | 2 | 1200 | MASAKI LOW PRESSURE SWITCH MPC-06 | MASAKI LOW PRESSURE SWITCH MPC-06
Yes | DV2775B | 11/20/2015 | AEROASIA | MEDCONASIA INCORPORATED | PRE MPC-30 | MASAKI HIGH PRESSURE SWITCH MPC-30 | 2 | 1200 | MASAKI HIGH PRESSURE SWITCH MPC-30 | MASAKI HIGH PRESSURE SWITCH MPC-30
Yes | DV2775B | 11/20/2015 | AEROASIA | MEDCONASIA INCORPORATED | ACCS_CO1/4 | VA - 05 SAMPLING COCK 1/4" | 12 | 100 | VA - 05 SAMPLING COCK 1/4" - STAINLESS | VA - 05 SAMPLING COCK 1/4" - STAINLESS
Yes | DV2775B | 11/20/2015 | AEROASIA | MEDCONASIA INCORPORATED | PVC AP_COUP THR_1/2x1/4 | AP COUPLING REDUCER THREADED 1/2" x 1/4" | 50 | 20 | ZYPE COUPLING REDUCER THREADED 1/2" x 1/4" | ZYPE COUPLING REDUCER THREADED 1/2" x 1/4"
Yes | DV2775B | 11/20/2015 | AEROASIA | MEDCONASIA INCORPORATED | PVC AP_IN RED_3/4x1/2 | AP INSIDE REDUCER 3/4" x 1/2" | 80 | 7.2 | ZYPE INSIDE REDUCER 3/4" x 1/2" | ZYPE INSIDE REDUCER 3/4" x 1/2"
Yes | DV2775B | 11/20/2015 | AEROASIA | MEDCONASIA INCORPORATED | PVC AP_IN RED_1x3/4 | AP INSIDE REDUCER 1" x 3/4" | 50 | 11 | ZYPE INSIDE REDUCER 1" x 3/4" | ZYPE INSIDE REDUCER 1" x 3/4"
Yes | DV2775B | 11/20/2015 | AEROASIA | MEDCONASIA INCORPORATED | PVC AP_PTN PLN_1 | AP PATENTE PLAIN 1" | 50 | 98 | ZYPE PATENTE PLAIN 1" | ZYPE PATENTE PLAIN 1"
Yes | DV2775B | 11/20/2015 | AEROASIA | MEDCONASIA INCORPORATED | PVC AP_PTN TRD_1 | AP PATENTE THREADED 1" | 20 | 135 | ZYPE PATENTE THREADED 1" | ZYPE PATENTE THREADED 1"
Yes | DV2775B | 11/20/2015 | AEROASIA | MEDCONASIA INCORPORATED | PVC AP_PTN PLN_3/4 | AP PATENTE PLAIN 3/4" | 40 | 62 | ZYPE PATENTE PLAIN 3/4" | ZYPE PATENTE PLAIN 3/4"
Yes | DV2775B | 11/20/2015 | AEROASIA | MEDCONASIA INCORPORATED | PVC AP_PTN PLN_1/2 | AP PATENTE PLAIN 1/2" | 50 | 50 | ZYPE PATENTE PLAIN 1/2" | ZYPE PATENTE PLAIN 1/2"
Yes | DV2776B | 11/20/2015 | AEROASIA | MEDCONASIA INCORPORATED | PVC - BVALVE 1" | BALL VALVE 1" | 80 | 90 | ZYPE BALL VALVE 1" | ZYPE BALL VALVE 1"
Yes | DV2776B | 11/20/2015 | AEROASIA | MEDCONASIA INCORPORATED | PVC - BVALVE 1/2 | BALL VALVE 1/2 | 60 | 48 | #N/A | BALL VALVE 1/2
Yes | DV2776B | 11/20/2015 | AEROASIA | MEDCONASIA INCORPORATED | PVC AP_90ELB PLN_1 | AP 90° ELBOW PLAIN 1" | 148 | 23 | ZYPE 90° ELBOW PLAIN 1" | ZYPE 90° ELBOW PLAIN 1"
Yes | DV2776B | 11/20/2015 | AEROASIA | MEDCONASIA INCORPORATED | PRE VALVE 1/2 SAN-SS | SOLENOID VALVE 1/2" STAINLESS SANLIXIN | 1 | 1600 | SOLENOID VALVE 1/2" STAINLESS SANLIXIN | SOLENOID VALVE 1/2" STAINLESS SANLIXIN
Yes | DV2776B | 11/20/2015 | AEROASIA | MEDCONASIA INCORPORATED | PRE VALVE 1/2 UNI-D | SOLENOID VALVE 1/2" BRASS UNI-D | 2 | 1200 | SOLENOID VALVE 1/2" BRASS UNI-D | SOLENOID VALVE 1/2" BRASS UNI-D
Yes | DV2776B | 11/20/2015 | AEROASIA | MEDCONASIA INCORPORATED | PRE VALVE 1" UNID | SOLENOID VALVE 1" BRASS UNI-D | 1 | 2500 | SOLENOID VALVE 1" BRASS UNI-D | SOLENOID VALVE 1" BRASS UNI-D
Yes | DV2776B | 11/20/2015 | AEROASIA | MEDCONASIA INCORPORATED | PRE REG1/2 | PRESSURE REGULATOR 1/2 ss - CHINA | 2 | 1500 | PRESSURE REGULATOR 1/2" SS - CHINA | PRESSURE REGULATOR 1/2" SS - CHINA
Yes | DV2776B | 11/20/2015 | AEROASIA | MEDCONASIA INCORPORATED | PRE FM 5ZK300K3 | FLOWMETER PANEL 5 GPM AQUA (176mm.) small | 1 | 850 | FLOWMETER PANEL 5 GPM (AQUA 176mm-SHORT) | FLOWMETER PANEL 5 GPM (AQUA 176mm-SHORT)
Yes | DV2776B | 11/20/2015 | AEROASIA | MEDCONASIA INCORPORATED | PRE FM5 Z-3002 | FLOWMETER PANEL 5 GPM AQUA (215mm-LONG) | 2 | 950 | FLOWMETER PANEL 5 GPM (AQUA 215mm-LONG) | FLOWMETER PANEL 5 GPM (AQUA 215mm-LONG)
Yes | DV2776B | 11/20/2015 | AEROASIA | MEDCONASIA INCORPORATED | PRE PG 150 PANNEL | PRESSURE GAUGE 150 PSI - PANNEL | 1 | 400 | PRESSURE GAUGE 150 PSI - PANNEL | PRESSURE GAUGE 150 PSI - PANNEL
Yes | DV2776B | 11/20/2015 | AEROASIA | MEDCONASIA INCORPORATED | PRE PG 350 PANNEL | PRESSURE GAUGE 350 PSI - PANNEL | 1 | 400 | PRESSURE GAUGE 350 PSI - PANNEL | PRESSURE GAUGE 350 PSI - PANNEL
Yes | DV2776B | 11/20/2015 | AEROASIA | MEDCONASIA INCORPORATED | PUMP-TVP | TEKNA ELECTRONIC MATERIAL PUMP - AKS603NHP0800 | 1 | 12000 | TEKNA ELECTRONIC MATERIAL PUMP - AKS603NHP0800 | TEKNA ELECTRONIC MATERIAL PUMP - AKS603NHP0800
Yes | DV2776B | 11/20/2015 | AEROASIA | MEDCONASIA INCORPORATED | UV SET 6 | ULTRA VIOLET SET 6 GPM | 1 | 6500 | ULTRA VIOLET WONDER SET 6 GPM W-360 | ULTRA VIOLET WONDER SET 6 GPM W-360
Yes | DV2777B | 11/20/2015 | AEROASIA | MEDCONASIA INCORPORATED | ACCS_BRAC ST | BRACKET STEEL TAIWAN (new) | 2 | 0 | BRACKET STEEL TAIWAN (NEW) | BRACKET STEEL TAIWAN (NEW)
Yes | DV2777B | 11/20/2015 | AEROASIA | MEDCONASIA INCORPORATED | ACCS_SCREW1 | SCREW for SL HOUSING | 8 | 0 | SCREW FOR SL HOUSING | SCREW FOR SL HOUSING
Yes | DV2777B | 11/20/2015 | AEROASIA | MEDCONASIA INCORPORATED | HOUSING SCH_20S | SLIM CLEAR HOUSING 20" npt 3/4" Taiwan | 2 | 1200 | (bdle) SLIM CLEAR HOUSING 20" npt 3/4" TAIWAN w/ ACCS. | (bdle) SLIM CLEAR HOUSING 20" npt 3/4" TAIWAN w/ ACCS.
Yes | DV2777B | 11/20/2015 | AEROASIA | MEDCONASIA INCORPORATED | ACCS_RTUBE | RISER TUBE ONLY (10x54) | 4 | 0 | RISER TUBE for 10 x 54 FRP | RISER TUBE for 10 x 54 FRP
Yes | DV2777B | 11/20/2015 | AEROASIA | MEDCONASIA INCORPORATED | ACCS_STSB | STRAINER H 2807 | 4 | 0 | #N/A | STRAINER H 2807
Yes | DV2777B | 11/20/2015 | AEROASIA | MEDCONASIA INCORPORATED | FRP 1354 WC | FRP TANK 13" x 54" WAVE CYBER BEIGE (2.5") | 4 | 4200 | (bdle) FRP TANK 13" x 54" (-2.5T) WAVE CYBER BEIGE color w/ ACCS. | (bdle) FRP TANK 13" x 54" (-2.5T) WAVE CYBER BEIGE color w/ ACCS.
Yes | DV2777B | 11/20/2015 | AEROASIA | MEDCONASIA INCORPORATED | STL SS316 | SS 316 VESSEL w/ STAINLESS END CAP | 3 | 5500 | SS316 VESSEL 4040 w/ STAINLESS END CAP | SS316 VESSEL 4040 w/ STAINLESS END CAP
Yes | DV2777B | 11/20/2015 | AEROASIA | MEDCONASIA INCORPORATED | ACCS_STS | STRAINER H 2805 | 4 | 0 | #N/A | STRAINER H 2805
Yes | DV2777B | 11/20/2015 | AEROASIA | MEDCONASIA INCORPORATED | VH F63 | RUNXIN HEAD F63 SOFTENER B1 | 1 | 4800 | RUNXIN DIGITAL HEAD F63B1 SOFTENER (4m³/h) | RUNXIN DIGITAL HEAD F63B1 SOFTENER (4m³/h)
Yes | DV2777B | 11/20/2015 | AEROASIA | MEDCONASIA INCORPORATED | VH F67 | RUNXIN HEAD F67 SEDIMENT B1 | 3 | 4500 | RUNXIN DIGITAL HEAD F67B1 SEDIMENT (4m³/h) | RUNXIN DIGITAL HEAD F67B1 SEDIMENT (4m³/h)
Yes | DV2777B | 11/20/2015 | AEROASIA | MEDCONASIA INCORPORATED | VH_ELBOW | ELBOW FOR RUNXIN F 67 | 6 | 0 | 1" ELBOW CONNECTOR FOR F67 | 1" ELBOW CONNECTOR FOR F67
Yes | DV2777B | 11/20/2015 | AEROASIA | MEDCONASIA INCORPORATED | PUMP CHLF2-40 | CNP CHLF2-40 (1.5hp) 1.1kw. 1PH | 2 | 8360 | #N/A | CNP CHLF2-40 (1.5hp) 1.1kw. 1PH
Yes | DV2777B | 11/20/2015 | AEROASIA | MEDCONASIA INCORPORATED | PUMP CDLF1-15 | CNP CDLF1-150 (2hp) 1.5kw. 1PHASE | 2 | 26000 | #N/A | CNP CDLF1-150 (2hp) 1.5kw. 1PHASE
Yes | DV2778B | 11/20/2015 | AEROASIA | MEDCONASIA INCORPORATED | PVC - CUTTER | PVC PIPE CUTTER GREEN | 1 | 850 | PIPE CUTTER GREEN 42MM (DL2506) | PIPE CUTTER GREEN 42MM (DL2506)
Yes | DV2778B | 11/20/2015 | AEROASIA | MEDCONASIA INCORPORATED | PVC - M ADP 3/4 | MALE ADAPTOR 3/4 | 30 | 16 | #N/A | MALE ADAPTOR 3/4
Yes | DV2778B | 11/20/2015 | AEROASIA | MEDCONASIA INCORPORATED | PVC AP_MALE A_1 | AP MALE ADAPTOR 1" | 30 | 22 | ZYPE MALE ADAPTOR 1" | ZYPE MALE ADAPTOR 1"
Yes | DV2778B | 11/20/2015 | AEROASIA | MEDCONASIA INCORPORATED | PVC AP_TEE PLN_1/2 | AP TEE PLAIN 1/2" | 30 | 14 | ZYPE TEE PLAIN 1/2" | ZYPE TEE PLAIN 1/2"
Yes | DV2778B | 11/20/2015 | AEROASIA | MEDCONASIA INCORPORATED | PVC AP_CLAMP_3/4 | AP CLAMP 3/4" | 30 | 16 | ZYPE CLAMP 3/4" | ZYPE CLAMP 3/4"
Yes | DV2778B | 11/20/2015 | AEROASIA | MEDCONASIA INCORPORATED | PVC AP_CLAMP_1 | AP CLAMP 1" | 30 | 20 | ZYPE CLAMP 1" | ZYPE CLAMP 1"
Yes | DV2778B | 11/20/2015 | AEROASIA | MEDCONASIA INCORPORATED | ACCS_FLCR | RADAR FLUID LEVEL CONTROLLER | 6 | 280 | ST-70AB RADAR FLUID LEVEL CONTROLLER | ST-70AB RADAR FLUID LEVEL CONTROLLER
Yes | DV2778B | 11/20/2015 | AEROASIA | MEDCONASIA INCORPORATED | ACCS_PBB | PLASTIC BOOT BIG (MACHINE) | 50 | 100 | PLASTIC FOOT COVER PROTECTOR 2" | PLASTIC FOOT COVER PROTECTOR 2"
Yes | DV2778B | 11/20/2015 | AEROASIA | MEDCONASIA INCORPORATED | PVC AP_COUP TRD_1/2 | AP COUPLING THREADED 1/2" | 20 | 8.5 | ZYPE COUPLING THREADED 1/2" | ZYPE COUPLING THREADED 1/2"
Yes | DV2778B | 11/20/2015 | AEROASIA | MEDCONASIA INCORPORATED | PVC AP_COUP PLN_1/2 | AP COUPLING PLAIN 1/2" | 20 | 6.5 | ZYPE COUPLING PLAIN 1/2" | ZYPE COUPLING PLAIN 1/2"
Yes | DV2778B | 11/20/2015 | AEROASIA | MEDCONASIA INCORPORATED | PVC AP_COUP PLN_3/4 | AP COUPLING PLAIN 3/4" | 20 | 9.5 | ZYPE COUPLING PLAIN 3/4" | ZYPE COUPLING PLAIN 3/4"
Yes | DV2778B | 11/20/2015 | AEROASIA | MEDCONASIA INCORPORATED | PVC AP_COUP PLN_1 | AP COUPLING PLAIN 1" | 20 | 20 | ZYPE COUPLING PLAIN 1" | ZYPE COUPLING PLAIN 1"
Yes | DV2779B | 11/20/2015 | AEROASIA | MEDCONASIA INCORPORATED | PVC AP_PTN PLN_1/2 | AP PATENTE PLAIN 1/2" | 30 | 50 | ZYPE PATENTE PLAIN 1/2" | ZYPE PATENTE PLAIN 1/2"
Yes | DV2779B | 11/20/2015 | AEROASIA | MEDCONASIA INCORPORATED | PVC AP_COUP THR_1/2x1/4 | AP COUPLING REDUCER THREADED 1/2" x 1/4" | 50 | 20 | ZYPE COUPLING REDUCER THREADED 1/2" x 1/4" | ZYPE COUPLING REDUCER THREADED 1/2" x 1/4"
Yes | DV2779B | 11/20/2015 | AEROASIA | MEDCONASIA INCORPORATED | PVC AP_IN RED_3/4x1/2 | AP INSIDE REDUCER 3/4" x 1/2" | 50 | 7.2 | ZYPE INSIDE REDUCER 3/4" x 1/2" | ZYPE INSIDE REDUCER 3/4" x 1/2"
Yes | DV2779B | 11/20/2015 | AEROASIA | MEDCONASIA INCORPORATED | PVC AP_IN RED_1x3/4 | AP INSIDE REDUCER 1" x 3/4" | 50 | 11 | ZYPE INSIDE REDUCER 1" x 3/4" | ZYPE INSIDE REDUCER 1" x 3/4"
Yes | DV2779B | 11/20/2015 | AEROASIA | MEDCONASIA INCORPORATED | PRE PG 100 AIR | PRESSURE GAUGE 100 PSI - AIR | 10 | 180 | PRESSURE GAUGE 100 PSI - AIR | PRESSURE GAUGE 100 PSI - AIR
Yes | DV2779B | 11/20/2015 | AEROASIA | MEDCONASIA INCORPORATED | ACCS_STS | STRAINER H 2805 | 4 | 150 | #N/A | STRAINER H 2805
Yes | DV2779B | 11/20/2015 | AEROASIA | MEDCONASIA INCORPORATED | ACCS_STSB | STRAINER H 2807 | 4 | 150 | #N/A | STRAINER H 2807
Yes | DV2781B | 11/20/2015 | FIRST STATION | WATER ELEMENT | ROS_SET6NSR(3in1) | 6000 GPD NOVA SERIES 3 in 1 w/ RUNXIN HEAD | 1 | 120000 | #N/A | 6000 GPD NOVA SERIES 3 in 1 w/ RUNXIN HEAD
Yes | DV2782B | 11/20/2015 | FIRST STATION | WATER ELEMENT | PVC - F.V.A | FORMOSA VINYL ADHESIVE | 1 | 385 | FORMOSA VINYL ADHESIVE 410g | FORMOSA VINYL ADHESIVE 410g
Yes | DV2782B | 11/20/2015 | FIRST STATION | WATER ELEMENT | MEM_EPJ | ESPA 4 - JAPAN | 2 | 11000 | HYDRONOUTICS ESPA 4 - JAPAN | HYDRONOUTICS ESPA 4 - JAPAN
Yes | DV2782B | 11/20/2015 | FIRST STATION | WATER ELEMENT | ACCS_SPNR SL T | SPANNER WRENCH SLIM 20" TAIWAN | 1 | 0 | (zero price) SPANNER WRENCH SLIM 20" TAIWAN (BLACK) | (zero price) SPANNER WRENCH SLIM 20" TAIWAN (BLACK)
Yes | DV2782B | 11/20/2015 | FIRST STATION | WATER ELEMENT | MF SSALT CLARO | CLARO VIDA SOLAR SALT (50kgs.) | 1 | 380 | CLARO VIDA SOLAR SALT (50kgs.) | CLARO VIDA SOLAR SALT (50kgs.)
Yes | DV2782B | 11/20/2015 | FIRST STATION | WATER ELEMENT | MF ACT. CBF PURE8x12 | PURE PRIME ACTIVATED CARBON 8 x 12 | 1 | 2200 | PURE PRIME ACTIVATED CARBON 8 x 12 | PURE PRIME ACTIVATED CARBON 8 x 12
Yes | DV2782B | 11/20/2015 | FIRST STATION | WATER ELEMENT | MF ANTRA | ANTHRACITE (James Cumming)) | 1 | 1600 | JAMES CUMMING ANTHRACITE 0.83mm | JAMES CUMMING ANTHRACITE 0.83mm
Yes | DV2782B | 11/20/2015 | FIRST STATION | WATER ELEMENT | MF QSAND | QUARTZ SAND | 1 | 380 | QUARTZ SAND | QUARTZ SAND
Yes | DV2782B | 11/20/2015 | FIRST STATION | WATER ELEMENT | MF SSAND | SILICA SAND | 1 | 380 | SILICA SAND | SILICA SAND
Yes | DV2782B | 11/20/2015 | FIRST STATION | WATER ELEMENT | MF PBL5 | PEBBLES #5 | 1 | 440 | PEBBLES #5 | PEBBLES #5
Yes | DV2782B | 11/20/2015 | FIRST STATION | WATER ELEMENT | MF RESIN H-C100E | RESIN H-C 100E (new) | 1 | 1500 | HI-GRADE RESIN H-C 100E | HI-GRADE RESIN H-C 100E
Yes | DV2782B | 11/20/2015 | FIRST STATION | WATER ELEMENT | FIL WC 10SL-CBF | WATERCHECK 10SL - CBF | 1 | 120 | #N/A | WATERCHECK 10SL - CBF
Yes | DV2782B | 11/20/2015 | FIRST STATION | WATER ELEMENT | FIL WC 10SL-PP | WATERCHECK 10SL - 1 MICRON | 1 | 33 | #N/A | WATERCHECK 10SL - 1 MICRON
Yes | DV2782B | 11/20/2015 | FIRST STATION | WATER ELEMENT | FIL WC 20SL-CBF | WATERCHECK 20SL - CBF | 2 | 250 | #N/A | WATERCHECK 20SL - CBF
Yes | DV2783B | 11/20/2015 | FIRST STATION | WATER ELEMENT | FIL WC 20SLPP | WATERCHECK 20SL - 10 MICRON | 1 | 65 | #N/A | WATERCHECK 20SL - 10 MICRON
Yes | DV2783B | 11/20/2015 | FIRST STATION | WATER ELEMENT | FIL WC 20SLPP | WATERCHECK 20SL - 1 MICRON | 1 | 65 | #N/A | WATERCHECK 20SL - 1 MICRON
Yes | DV2783B | 11/20/2015 | FIRST STATION | WATER ELEMENT | FIL WC 20SLPP | WATERCHECK 20SL - 5 MICRON | 2 | 65 | #N/A | WATERCHECK 20SL - 5 MICRON
Yes | DV2783B | 11/20/2015 | FIRST STATION | WATER ELEMENT | HOSE 10 X 6.5 B | HOSE 10 x 6.5mm. BLUE color | 2 | 40 | TPUCO HOSE 10 x 6.5 mm. BLUE color (100 meter/roll) | TPUCO HOSE 10 x 6.5 mm. BLUE color (100 meter/roll)
Yes | DV2783B | 11/20/2015 | FIRST STATION | WATER ELEMENT | ACCS_AIR | H9909-1 AIRCHECK FOR BRINE TANK | 1 | 0 | H9909-1 AIRCHECK FOR BRINE TANK | H9909-1 AIRCHECK FOR BRINE TANK
Yes | DV2783B | 11/20/2015 | FIRST STATION | WATER ELEMENT | FRP BT 80L | BRINE TANK 80L. (blue) | 1 | 1500 | BRINE TANK 80L. BLUE | BRINE TANK 80L. BLUE
Yes | DV2783B | 11/20/2015 | FIRST STATION | WATER ELEMENT | ACCS_FVC 3/4" | FLOAT VALVE CONTROL 3/4" | 1 | 254 | FLOAT VALVE CONTROL 3/4" | FLOAT VALVE CONTROL 3/4"
Yes | DV2783B | 11/20/2015 | FIRST STATION | WATER ELEMENT | ACCS_FLCR | RADAR FLUID LEVEL CONTROLLER | 3 | 250 | ST-70AB RADAR FLUID LEVEL CONTROLLER | ST-70AB RADAR FLUID LEVEL CONTROLLER
Yes | DV2783B | 11/20/2015 | FIRST STATION | WATER ELEMENT | FCET_CONN | GOOSENECK CONNECTOR 1/2" SS ONLY | 3 | 140 | GOOSENECK CONNECTOR 1/2" SS ONLY | GOOSENECK CONNECTOR 1/2" SS ONLY
Yes | DV2783B | 11/20/2015 | FIRST STATION | WATER ELEMENT | FCET_GOOSE | GOOSENECK FAUCET ONLY | 3 | 250 | FF-800 GOOSENECK FAUCET ONLY | FF-800 GOOSENECK FAUCET ONLY
Yes | DV2784B | 11/20/2015 | FONE | CALL-TO-ORDER TRADING | FIL DGD5005 10BB-PT | PENTEK BB10 DGD 5005 | 2 | 360 | #N/A | PENTEK BB10 DGD 5005
Yes | DV2784B | 11/20/2015 | FONE | CALL-TO-ORDER TRADING | FIL DGD2501 10BB-PT | PENTEK BB10 DGD 2501 | 2 | 360 | #N/A | PENTEK BB10 DGD 2501
Yes | DV2784B | 11/20/2015 | FONE | CALL-TO-ORDER TRADING | FIL DGD5005 20BB-PT | PENTEK BB20 DGD 5005 | 2 | 580 | #N/A | PENTEK BB20 DGD 5005
Yes | DV2784B | 11/20/2015 | FONE | CALL-TO-ORDER TRADING | FIL DGD2501 20BB-PT | PENTEK BB20 DGD 2501 | 2 | 580 | #N/A | PENTEK BB20 DGD 2501
Yes | DV2784B | 11/20/2015 | FONE | CALL-TO-ORDER TRADING | FIL HYDRO 20BB-PP | HYDROSEP 20BB - 5 MICRON | 6 | 600 | #N/A | HYDROSEP 20BB - 5 MICRON
Yes | DV2784B | 11/20/2015 | FONE | CALL-TO-ORDER TRADING | FIL HYDRO 20 PP_1 | HYDROSEP 20SL - 1 MICRON | 50 | 85 | #N/A | HYDROSEP 20SL - 1 MICRON
Yes | DV2784B | 11/20/2015 | FONE | CALL-TO-ORDER TRADING | FIL HYDRO 20 PP_1 | HYDROSEP 20SL - 20 MICRON | 25 | 85 | #N/A | HYDROSEP 20SL - 20 MICRON
Yes | DV2784B | 11/20/2015 | FONE | CALL-TO-ORDER TRADING | FIL HYDRO 20 PP_1 | HYDROSEP 20SL - 5 MICRON | 50 | 85 | #N/A | HYDROSEP 20SL - 5 MICRON
Yes | DV2784B | 11/20/2015 | FONE | CALL-TO-ORDER TRADING | ACCS_AP2000W | HEAT GUN AP2000W model | 5 | 600 | HEAT GUN AP2000W model | HEAT GUN AP2000W model
Yes | DV2784B | 11/20/2015 | FONE | CALL-TO-ORDER TRADING | ACCS_HEAT | HEAT GUN AP1600W model | 10 | 520 | HEAT GUN AP1600W model | HEAT GUN AP1600W model
Yes | DV2785B | 11/17/2015 | CLARO | WATERWARE MARKETING | VH_FLECK5600ST-C | FLECK HEAD 5600 SOFTENER (CHINA) | 1 | 4000 | #N/A | FLECK HEAD 5600 SOFTENER (CHINA)
Yes | DV2785B | 11/17/2015 | CLARO | WATERWARE MARKETING | VH_FLECK5600FT-C | FLECK HEAD 5600 SEDIMENT (CHINA) | 2 | 3600 | #N/A | FLECK HEAD 5600 SEDIMENT (CHINA)
Yes | DV2786B | 11/20/2015 | UNIQUE | UNIQUE INTERNATIONAL | ACCS_RTUBE | RISER TUBE ONLY (10x54) | 50 | 150 | RISER TUBE for 10 x 54 FRP | RISER TUBE for 10 x 54 FRP
Yes | DV2787B | 11/20/2015 | GQWEST | GLOBAL QUALITY WATERS & ENVT'L. SOL. TECH. | UV LAMP 12 | ULTRA VIOLET LAMP 12 GPM (40w) | 1 | 0 | ULTRA VIOLET WONDER LAMP 12 GPM (40W) | ULTRA VIOLET WONDER LAMP 12 GPM (40W)
Yes | DV2788B | 11/17/2015 | 99 COM | 99 COMMERCIAL INC. | UV LAMP 12 | ULTRA VIOLET LAMP 12 GPM (40w) | 1 | 0 | ULTRA VIOLET WONDER LAMP 12 GPM (40W) | ULTRA VIOLET WONDER LAMP 12 GPM (40W)
Yes | DV2790B | 11/20/2015 | RENDEW | RENDEW PURIFIED DRINKING WATER | JACO(Z-7044) | JACO Z-704 1/4" tee conn. (taiwan) | 10 | 80 | JACO Z-704 - 1/4mm union tee connector (taiwan) | JACO Z-704 - 1/4mm union tee connector (taiwan)
Yes | DV2790B | 11/20/2015 | RENDEW | RENDEW PURIFIED DRINKING WATER | JAC_CONN 2544 | JACO FIBRA 2544 (1/4x1/4) 220psi | 20 | 72 | JACO FIBRA 2544 - 1/4mm x 1/4" female straight (US 220psi) | JACO FIBRA 2544 - 1/4mm x 1/4" female straight (US 220psi)
Yes | DV2790B | 11/20/2015 | RENDEW | RENDEW PURIFIED DRINKING WATER | JAC_CONN 2588 | JACO FIBRA 2588 (1/2"x1/2") 220psi | 20 | 96 | JACO FIBRA 2588 - 1/2mm x 1/2" female straight (US 220psi) | JACO FIBRA 2588 - 1/2mm x 1/2" female straight (US 220psi)
Yes | DV2790B | 11/20/2015 | RENDEW | RENDEW PURIFIED DRINKING WATER | JAC_CONN 1088 | JACO FIBRA 1088 (1/2x1/2) 220psi | 20 | 85 | JACO FIBRA 1088 - 1/2mm x 1/2" male straight (US 220psi) | JACO FIBRA 1088 - 1/2mm x 1/2" male straight (US 220psi)
Yes | DV2791B | 11/17/2015 | BACOLOD | BACOLOD WATER WORLD | ROM XLE | FILMTEC BW30 40 x 40 X.L.E | 1 | 13000 | FILMTEC BW30 40 x 40 X.L.E | FILMTEC BW30 40 x 40 X.L.E
Yes | DV2792B | 11/20/2015 | FOUR STAR | FOUR STAR MARKETING | PUMP CDLF4-80 | CNP CDLF4-80 (4hp) 3kw. 3 PHASE | 1 | 31680 | #N/A | CNP CDLF4-80 (4hp) 3kw. 3 PHASE
Yes | DV2793B | 11/20/2015 | RISE UP WATER | RISE UP WATER STATION | FIL HYDRO 20SL CBF(WO) | HYDROSEP 20SL - CARBON (w/O net inside) | 4 | 750 | #N/A | HYDROSEP 20SL - CARBON (w/O net inside)
Yes | DV2793B | 11/20/2015 | RISE UP WATER | RISE UP WATER STATION | FIL HYDRO 20 PP_1 | HYDROSEP 20SL - 1 MICRON | 2 | 120 | #N/A | HYDROSEP 20SL - 1 MICRON
Yes | DV2794B | 11/24/2015 | TDS | TOTAL DEIONIZATION SOLUTION | ACCS_STR5676 LAT | STRAINER HD5676 Bottom Lateral/Double | 7 | 0 | STRAINER HD 5676 DOUBLE BOTTOM (63") | STRAINER HD 5676 DOUBLE BOTTOM (63")
Yes | DV2794B | 11/24/2015 | TDS | TOTAL DEIONIZATION SOLUTION | ACCS_STR174 | STRAINER H 174 Top Distribution | 7 | 0 | STRAINER H 174 TOP DIST. (63") | STRAINER H 174 TOP DIST. (63")
Yes | DV2794B | 11/24/2015 | TDS | TOTAL DEIONIZATION SOLUTION | FRP 6386 WV | FRP TANK 63" x 86" WAVE CYBER BEIGE color | 7 | 147500 | FRP TANK 63" x 86" (-4FT-4FB) WAVE CYBER BEIGE color | FRP TANK 63" x 86" (-4FT-4FB) WAVE CYBER BEIGE color
Yes | DV2795B | 11/21/2015 | WATER SOURCE | WATER SOURCE SYSTEM TECHNOLOGY |  | HYDROSEP 20SL - CARBON | 48 | 0 | #N/A | HYDROSEP 20SL - CARBON
Yes | DV2795B | 11/21/2015 | WATER SOURCE | WATER SOURCE SYSTEM TECHNOLOGY |  | ALKALINE FILTER 508 | 2 | 0 | ALKALINE FILTER E-508 | ALKALINE FILTER E-508
Yes | DV2795B | 11/21/2015 | WATER SOURCE | WATER SOURCE SYSTEM TECHNOLOGY |  | ALKALINE FILTER 408 | 2 | 0 | ALKALINE FILTER E-408 | ALKALINE FILTER E-408
Yes | DV2796B | 11/21/2015 | RMA | RMA SUPER CARE PURIFIED DRINKING WATER | PUMP CDLF 1-110 | CNP CDLF1-110 (1.5hp) 1.1kw. 1 phase | 1 | 20403 | #N/A | CNP CDLF1-110 (1.5hp) 1.1kw. 1 phase
Yes | DV2796B | 11/21/2015 | RMA | RMA SUPER CARE PURIFIED DRINKING WATER | FIL SF20PP wp | PUREGEN 20SL - 1 MICRON w/ PLASTIC CORE | 5 | 85 | #N/A | PUREGEN 20SL - 1 MICRON w/ PLASTIC CORE
Yes | DV2796B | 11/21/2015 | RMA | RMA SUPER CARE PURIFIED DRINKING WATER | FIL SF20PP wp | PUREGEN 20SL - 5 MICRON w/ PLASTIC CORE | 5 | 85 | #N/A | PUREGEN 20SL - 5 MICRON w/ PLASTIC CORE
Yes | DV2796B | 11/21/2015 | RMA | RMA SUPER CARE PURIFIED DRINKING WATER | FIL EP 20SL | PENTEK EP - 20 SLIM | 4 | 480 | PENTEK EP - 20 SLIM | PENTEK EP - 20 SLIM
Yes | DV2796B | 11/21/2015 | RMA | RMA SUPER CARE PURIFIED DRINKING WATER | FIL EP 10SL | PENTEK EP - 10 SLIM | 2 | 360 | PENTEK EP - 10 SLIM | PENTEK EP - 10 SLIM
Yes | DV2797B | 11/21/2015 | Blue Caps | BLUE CAPS MARKETING | MEM_ULP21-4040 | VONTRON MEMBRANE ULP21 - 40 x 40 | 3 | 6500 | VONTRON MEMBRANE ULP21 40 x 40 | VONTRON MEMBRANE ULP21 40 x 40
Yes | DV2797B | 11/21/2015 | Blue Caps | BLUE CAPS MARKETING | UV BALLAST REP6 | ULTRA VIOLET BALLAST 6-12 GPM (automatic control) | 3 | 1700 | ULTRA VIOLET WONDER BALLAST 6-12 GPM | ULTRA VIOLET WONDER BALLAST 6-12 GPM
Yes | DV2797B | 11/21/2015 | Blue Caps | BLUE CAPS MARKETING | ACCS_HEAT | HEAT GUN AP1600W model | 10 | 550 | HEAT GUN AP1600W model | HEAT GUN AP1600W model
Yes | DV2797B | 11/21/2015 | Blue Caps | BLUE CAPS MARKETING | FIL WC 20BB-PP | WATERCHECK 20BB - 1 MICRON | 12 | 360 | #N/A | WATERCHECK 20BB - 1 MICRON
Yes | DV2797B | 11/21/2015 | Blue Caps | BLUE CAPS MARKETING | FIL SFBB 2001 P | PUREGEN 20BB - 1 MICRON | 12 | 500 | #N/A | PUREGEN 20BB - 1 MICRON
Yes | DV2797B | 11/21/2015 | Blue Caps | BLUE CAPS MARKETING | FIL WC 20BB-PP | WATERCHECK 20BB - 5 MICRON | 12 | 360 | #N/A | WATERCHECK 20BB - 5 MICRON
Yes | DV2797B | 11/21/2015 | Blue Caps | BLUE CAPS MARKETING | FIL SFBB 2001 P | PUREGEN 20BB - 5 MICRON | 12 | 500 | #N/A | PUREGEN 20BB - 5 MICRON
Yes | DV2797B | 11/21/2015 | Blue Caps | BLUE CAPS MARKETING | FIL DGD5005 20BB | PUREGEN BB20 DGD 5005 | 12 | 495 | #N/A | PUREGEN BB20 DGD 5005
Yes | DV2798B | 11/21/2015 | AQUASTA | AQUA STAMINA | PVC - F.V.A | FORMOSA VINYL ADHESIVE | 10 | 153 | FORMOSA VINYL ADHESIVE 410g | FORMOSA VINYL ADHESIVE 410g
Yes | DV2798B | 11/21/2015 | AQUASTA | AQUA STAMINA | ACCS_HEAT | HEAT GUN AP1600W model | 10 | 550 | HEAT GUN AP1600W model | HEAT GUN AP1600W model
Yes | DV2798B | 11/21/2015 | AQUASTA | AQUA STAMINA | JAC_CONN 1088 | JACO FIBRA 1088 (1/2x1/2) 220psi | 30 | 74 | JACO FIBRA 1088 - 1/2mm x 1/2" male straight (US 220psi) | JACO FIBRA 1088 - 1/2mm x 1/2" male straight (US 220psi)
Yes | DV2798B | 11/21/2015 | AQUASTA | AQUA STAMINA | PVC - P3/4 | PIPE 3/4 | 15 | 180 | ZYPE PIPE 3/4 | ZYPE PIPE 3/4
Yes | DV2798B | 11/21/2015 | AQUASTA | AQUA STAMINA | UV SET 6 | ULTRA VIOLET SET 6 GPM | 1 | 6300 | ULTRA VIOLET WONDER SET 6 GPM W-360 | ULTRA VIOLET WONDER SET 6 GPM W-360
Yes | DV2800B | 11/21/2015 | DELOS SANTOS B. | BERNARD J. DELOS SANTOS | ACCS_HEAT | HEAT GUN AP1600W model | 1 | 550 | HEAT GUN AP1600W model | HEAT GUN AP1600W model
Yes | DV2800B | 11/21/2015 | DELOS SANTOS B. | BERNARD J. DELOS SANTOS | MF PBL10 | PEBBLES #10 | 1 | 450 | PEBBLES #10 | PEBBLES #10
Yes | DV2800B | 11/21/2015 | DELOS SANTOS B. | BERNARD J. DELOS SANTOS | MF QSAND | QUARTZ SAND | 1 | 450 | QUARTZ SAND | QUARTZ SAND
Yes | DV2800B | 11/21/2015 | DELOS SANTOS B. | BERNARD J. DELOS SANTOS | MF SSAND | SILICA SAND | 1 | 450 | SILICA SAND | SILICA SAND
Yes | DV2800B | 11/21/2015 | DELOS SANTOS B. | BERNARD J. DELOS SANTOS | MF ANTRA | ANTHRACITE (James Cumming)) | 1 | 1800 | JAMES CUMMING ANTHRACITE 0.83mm | JAMES CUMMING ANTHRACITE 0.83mm
Yes | DV2800B | 11/21/2015 | DELOS SANTOS B. | BERNARD J. DELOS SANTOS | UV SET X-6TC | ULTRA VIOLET SET 6 GPM - TEDITO brand (china) | 1 | 4800 | ULTRA VIOLET TEDITO SET 6 GPM (china) | ULTRA VIOLET TEDITO SET 6 GPM (china)
Yes | DV2800B | 11/21/2015 | DELOS SANTOS B. | BERNARD J. DELOS SANTOS | PUMP-APC 1 | AUTOMATIC PUMP CONTROL (MAC 03) | 1 | 1500 | MAZAKI AUTOMATIC PUMP CONTROL (MAC 03) | MAZAKI AUTOMATIC PUMP CONTROL (MAC 03)
Yes | DV2800B | 11/21/2015 | DELOS SANTOS B. | BERNARD J. DELOS SANTOS | ACCS_FS | FOOTSWITCH | 1 | 380 | SFMP-1 FOOT SWITCH | SFMP-1 FOOT SWITCH
Yes | DV2800B | 11/21/2015 | DELOS SANTOS B. | BERNARD J. DELOS SANTOS | PRE VALVE 1/2 SAN | SOLENOID VALVE 1/2" BRASS SANLIXIN - 10kg. | 1 | 1200 | SOLENOID VALVE 1/2" BRASS SANLIXIN (10kg) | SOLENOID VALVE 1/2" BRASS SANLIXIN (10kg)
Yes | DV2800B | 11/21/2015 | DELOS SANTOS B. | BERNARD J. DELOS SANTOS | FIL HYDRO 20BB | HYDROSEP 20BB - CARBON | 1 | 1800 | #N/A | HYDROSEP 20BB - CARBON
Yes | DV2801B | 11/13/2015 | VILLARIVERA | JEA MARISOL VILLARIVERA | CARTRIDGE_12 EUR T3S | EUREKA T3S 10" (triple cartridge) | 2 | 1980 | EUREKA EWPS-3S T3S 10" | EUREKA EWPS-3S T3S 10"
Yes | DV2802B | 11/13/2015 | ALONZO, J. | JING ALONZO | JACO(Z-1044) | JACO Z-1044 1/4"x1/4" male straight conn. (taiwan) | 1 | 80 | JACO Z-1044 - 1/4mm x 1/4" male straight connector (taiwan) | JACO Z-1044 - 1/4mm x 1/4" male straight connector (taiwan)
Yes | DV2803B | 11/13/2015 | CEZAR J | JEAFRIE CEZAR | FIL HYDRO 20 PP_1 | HYDROSEP 20SL - 10 MICRON | 20 | 120 | #N/A | HYDROSEP 20SL - 10 MICRON
Yes | DV2804B | 11/13/2015 | PAGADUAN, JONATHAN | JONATHAN PAGADUAN | FIL HYDRO 20 PP_1 | HYDROSEP 20SL -5 MICRON | 1 | 95 | #N/A | HYDROSEP 20SL -5 MICRON
Yes | DV2804B | 11/13/2015 | PAGADUAN, JONATHAN | JONATHAN PAGADUAN | FIL HYDRO 20 PP_1 | HYDROSEP 20SL - 1 MICRON | 1 | 95 | #N/A | HYDROSEP 20SL - 1 MICRON
Yes | DV2804B | 11/13/2015 | PAGADUAN, JONATHAN | JONATHAN PAGADUAN | FIL HYDRO 20SL CBF(WO) | HYDROSEP 20SL - CARBON Block (w/O net inside) | 2 | 550 | HYDROSEP 20SL - CBF (carbon block filter) W/O NET | HYDROSEP 20SL - CBF (carbon block filter) W/O NET
Yes | DV2804B | 11/13/2015 | PAGADUAN, JONATHAN | JONATHAN PAGADUAN | JAC_CONN 1088 | JACO FIBRA 1088 (1/2x1/2) 220psi | 3 | 100 | JACO FIBRA 1088 - 1/2mm x 1/2" male straight (US 220psi) | JACO FIBRA 1088 - 1/2mm x 1/2" male straight (US 220psi)
Yes | DV2804B | 11/13/2015 | PAGADUAN, JONATHAN | JONATHAN PAGADUAN | UV SET X-6TC | ULTRA VIOLET SET 6 GPM - TEDITO | 1 | 5000 | #N/A | ULTRA VIOLET SET 6 GPM - TEDITO
Yes | DV2804B | 11/13/2015 | PAGADUAN, JONATHAN | JONATHAN PAGADUAN | FCET_GOOSE | GOOSENECK FAUCET ONLY | 3 | 250 | FF-800 GOOSENECK FAUCET ONLY | FF-800 GOOSENECK FAUCET ONLY
Yes | DV2804B | 11/13/2015 | PAGADUAN, JONATHAN | JONATHAN PAGADUAN | PRE PG 350 PANNEL | PRESSURE GAUGE 350 PSI - PANNEL | 1 | 450 | PRESSURE GAUGE 350 PSI - PANNEL | PRESSURE GAUGE 350 PSI - PANNEL
Yes | DV2804B | 11/13/2015 | PAGADUAN, JONATHAN | JONATHAN PAGADUAN | PRE FM5 Z-3002 | FLOWMETER PANEL 5 GPM AQUA (215mm-LONG) | 3 | 1050 | FLOWMETER PANEL 5 GPM (AQUA 215mm-LONG) | FLOWMETER PANEL 5 GPM (AQUA 215mm-LONG)
Yes | DV2804B | 11/13/2015 | PAGADUAN, JONATHAN | JONATHAN PAGADUAN | MEM_ULP31-4040 | VONTRON MEMBRANE ULP31 - 40 x 40 | 2 | 7500 | VONTRON MEMBRANE ULP31 40 x 40 | VONTRON MEMBRANE ULP31 40 x 40
Yes | DV2804B | 11/13/2015 | PAGADUAN, JONATHAN | JONATHAN PAGADUAN | MF ACT. CBF PURE8x12 | PURE PRIME ACTIVATED CARBON 8 x 12 | 1 | 2500 | PURE PRIME ACTIVATED CARBON 8 x 12 | PURE PRIME ACTIVATED CARBON 8 x 12
Yes | DV2804B | 11/13/2015 | PAGADUAN, JONATHAN | JONATHAN PAGADUAN | MF RESIN H-C100E | RESIN H-C 100E (new) | 1 | 2000 | HI-GRADE RESIN H-C 100E | HI-GRADE RESIN H-C 100E
Yes | DV2804B | 11/13/2015 | PAGADUAN, JONATHAN | JONATHAN PAGADUAN | ACCS_SELSWT | TEND SELECTOR SWITCH BLACK | 3 | 200 | TEND SELECTOR SWITCH BLACK (2-WAY) 3A/240V | TEND SELECTOR SWITCH BLACK (2-WAY) 3A/240V
Yes | DV2804B | 11/13/2015 | PAGADUAN, JONATHAN | JONATHAN PAGADUAN | ACCS_LITG AD16 | GANGBO LED LIGHT GREEN (AD11) | 3 | 200 | AD105-22D/S31 GOCHENG LED LIGHT GREEN (AD16) | AD105-22D/S31 GOCHENG LED LIGHT GREEN (AD16)
Yes | DV2805B | 11/13/2015 | MOMDAD | MOMDAD WATER STATION | PUMP-APC 2 | AUTOMATIC PRESS CONTROL (MAC 02) | 1 | 2000 | MAZAKI AUTOMATIC PRESS CONTROL (MAC 02) | MAZAKI AUTOMATIC PRESS CONTROL (MAC 02)
Yes | DV2806B | 11/13/2015 | PAGADUAN, JONATHAN | JONATHAN PAGADUAN | ACCS_CAP | WAVE CYBER HEAD CAP 10"x54" | 3 | 250 | WAVE CYBER HEAD CAP 10" x 54" | WAVE CYBER HEAD CAP 10" x 54"
Yes | DV2807B | 11/13/2015 | WI_DUAYAN | ALBERT DUAYAN | PVC- TEFLON | TEFLON TAPE | 10 | 13 | TITANIUM TEFLON TAPE 3/4" | TITANIUM TEFLON TAPE 3/4"
Yes | DV2807B | 11/13/2015 | WI_DUAYAN | ALBERT DUAYAN | PVC - P1/2 | PIPE 1/2 | 1 | 119 | ZYPE PIPE 1/2" | ZYPE PIPE 1/2"
Yes | DV2807B | 11/13/2015 | WI_DUAYAN | ALBERT DUAYAN | PVC - P3/4 | PIPE 3/4 | 1 | 180 | ZYPE PIPE 3/4 | ZYPE PIPE 3/4
Yes | DV2807B | 11/13/2015 | WI_DUAYAN | ALBERT DUAYAN | PVC - B MA3/4 | CLASS B - MALE ADAPTOR 3/4" | 4 | 10 | CLASS B - MALE ADAPTOR 3/4" | CLASS B - MALE ADAPTOR 3/4"
Yes | DV2807B | 11/13/2015 | WI_DUAYAN | ALBERT DUAYAN | PVC AP_90ELB PLN_1/2 | AP 90° ELBOW PLAIN 1/2" | 10 | 10 | ZYPE 90° ELBOW PLAIN 1/2" | ZYPE 90° ELBOW PLAIN 1/2"
Yes | DV2807B | 11/13/2015 | WI_DUAYAN | ALBERT DUAYAN | PVC AP_PTN PLN_1/2 | AP PATENTE PLAIN 1/2" | 6 | 34 | ZYPE PATENTE PLAIN 1/2" | ZYPE PATENTE PLAIN 1/2"
Yes | DV2807B | 11/13/2015 | WI_DUAYAN | ALBERT DUAYAN | PVC - OUT RED_3 | OUTSIDE REDUCER 1 x 3/4 | 2 | 14 | #N/A | OUTSIDE REDUCER 1 x 3/4
Yes | DV2807B | 11/13/2015 | WI_DUAYAN | ALBERT DUAYAN | PVC - COUP_TRD 1x1/4 | COUPLING THREADED 1*1/4 | 2 | 32 | #N/A | COUPLING THREADED 1*1/4
Yes | DV2807B | 11/13/2015 | WI_DUAYAN | ALBERT DUAYAN | PVC - BVALVE 1/2 | BALL VALVE 1/2 | 6 | 48 | #N/A | BALL VALVE 1/2
Yes | DV2807B | 11/13/2015 | WI_DUAYAN | ALBERT DUAYAN | FIL DGD5005 20BB-PT | PENTEK BB20 DGD 5005 | 2 | 580 | #N/A | PENTEK BB20 DGD 5005
Yes | DV2807B | 11/13/2015 | WI_DUAYAN | ALBERT DUAYAN | UV SET X-6TC | ULTRA VIOLET SET 6 GPM - TEDITO | 1 | 4500 | #N/A | ULTRA VIOLET SET 6 GPM - TEDITO
Yes | DV2807B | 11/13/2015 | WI_DUAYAN | ALBERT DUAYAN | STL SS304 - B | SS304 VESSEL w/ PLASTIC END CAP - B seam | 1 | 2800 | SS304 VESSEL 4040 w/ PLASTIC END CAP - B (w/ seam) | SS304 VESSEL 4040 w/ PLASTIC END CAP - B (w/ seam)
Yes | DV2807B | 11/13/2015 | WI_DUAYAN | ALBERT DUAYAN | PUMP CHL2-40 | CNP CHL2-40 (1.5hp) 1.1kw. 1PH | 1 | 8700 | #N/A | CNP CHL2-40 (1.5hp) 1.1kw. 1PH
Yes | DV2807B | 11/13/2015 | WI_DUAYAN | ALBERT DUAYAN | PUMP CDLF 1-110 | CNP Vertical Pump CDLF1-110 (1.5hp) 1.1kw. 1 phase | 1 | 17500 | CNP VERTICAL Pump CDLF 1-11 (1.5hp) 1.1kw 220v - 1 PH | CNP VERTICAL Pump CDLF 1-11 (1.5hp) 1.1kw 220v - 1 PH
Yes | DV2808B | 11/13/2015 | HYDROGEN | HYDROGEM PURIFIED DRINKING WATER | NIP_NP3/4 | NIPLE REDUCER 3/4" SS | 4 | 70 | NIPPLE REDUCER M-THREAD PIPE 3/4" STAINLESS | NIPPLE REDUCER M-THREAD PIPE 3/4" STAINLESS
Yes | DV2808B | 11/13/2015 | HYDROGEN | HYDROGEM PURIFIED DRINKING WATER | PVC AP_PTN PLN_1/2 | AP PATENTE PLAIN 1/2" | 5 | 50 | ZYPE PATENTE PLAIN 1/2" | ZYPE PATENTE PLAIN 1/2"
Yes | DV2808B | 11/13/2015 | HYDROGEN | HYDROGEM PURIFIED DRINKING WATER | PVC AP_PTN PLN_3/4 | AP PATENTE PLAIN 3/4" | 5 | 62 | ZYPE PATENTE PLAIN 3/4" | ZYPE PATENTE PLAIN 3/4"
Yes | DV2808B | 11/13/2015 | HYDROGEN | HYDROGEM PURIFIED DRINKING WATER | FIL PRIME10SL-PP5 | PURE PRIME 10SL - 5 MICRON | 20 | 50 | PURE PRIME 10SL - 5 MICRON | PURE PRIME 10SL - 5 MICRON
Yes | DV2808B | 11/13/2015 | HYDROGEN | HYDROGEM PURIFIED DRINKING WATER | FIL PRIME20SL-PP5 | PURE PRIME 20SL - 5 MICRON | 25 | 75 | PURE PRIME 20SL - 5 MICRON | PURE PRIME 20SL - 5 MICRON
Yes | DV2808B | 11/13/2015 | HYDROGEN | HYDROGEM PURIFIED DRINKING WATER | FIL PRIME20SL-PP1 | PURE PRIME 20SL - 1 MICRON | 25 | 75 | PURE PRIME 20SL - 1 MICRON | PURE PRIME 20SL - 1 MICRON
Yes | DV2808B | 11/13/2015 | HYDROGEN | HYDROGEM PURIFIED DRINKING WATER | CARTRIDGE_EMP 3S EWF-100B | 3-STAGE WATER FILTER EWF -100B W/OUT KIT-FITTINGS | 2 | 1800 | EMPRESS EWF-100B T3S 10" w/OUT KIT FITTINGS | EMPRESS EWF-100B T3S 10" w/OUT KIT FITTINGS
Yes | DV2808B | 11/13/2015 | HYDROGEN | HYDROGEM PURIFIED DRINKING WATER | PUR_ALKA E-408 | EMPRESS ALKALINE MACHINE-E408 (6 poles) | 1 | 18000 | EMPRESS ALKALINE MACHINE E-408 | EMPRESS ALKALINE MACHINE E-408
Yes | DV2808B | 11/13/2015 | HYDROGEN | HYDROGEM PURIFIED DRINKING WATER | ACCS_BELT VESSEL | BELT for R.O VESSEL 40 x 40 | 1 | 0 | BELT for R.O VESSEL 40 x 40 | BELT for R.O VESSEL 40 x 40
Yes | DV2808B | 11/13/2015 | HYDROGEN | HYDROGEM PURIFIED DRINKING WATER | ACCS_BELT VESSEL | BELT for R.O VESSEL 40 x 40 | 1 | 280 | BELT for R.O VESSEL 40 x 40 | BELT for R.O VESSEL 40 x 40
Yes | DV2808B | 11/13/2015 | HYDROGEN | HYDROGEM PURIFIED DRINKING WATER | PVC AP_45ELB PLN_1 | AP 45° ELBOW PLAIN 1" | 4 | 19 | ZYPE 45° ELBOW PLAIN 1" | ZYPE 45° ELBOW PLAIN 1"
Yes | DV2808B | 11/13/2015 | HYDROGEN | HYDROGEM PURIFIED DRINKING WATER | PVC AP_45ELB PLN_3/4 | AP 45° ELBOW PLAIN 3/4" | 4 | 12 | ZYPE 45° ELBOW PLAIN 3/4" | ZYPE 45° ELBOW PLAIN 3/4"
Yes | DV2808B | 11/13/2015 | HYDROGEN | HYDROGEM PURIFIED DRINKING WATER | PVC AP_45ELB PLN_1/2 | AP 45° ELBOW PLAIN 1/2" | 4 | 8 | ZYPE 45° ELBOW PLAIN 1/2" | ZYPE 45° ELBOW PLAIN 1/2"
Yes | DV2809B | 11/14/2015 | AMIDA, SHERYL | MS. SHERYL AMIDA | FIL WC 10SL-PP | WATERCHECK 10SL - 5 MICRON | 6 | 35 | #N/A | WATERCHECK 10SL - 5 MICRON
Yes | DV2809B | 11/14/2015 | AMIDA, SHERYL | MS. SHERYL AMIDA | FIL WC 10SL-CBF | WATERCHECK 10SL - CBF | 30 | 130 | #N/A | WATERCHECK 10SL - CBF
Yes | DV2809B | 11/14/2015 | AMIDA, SHERYL | MS. SHERYL AMIDA | FIL EMP 2in1 10SL | EMPRESS 10SL 2 in 1 FILTER | 2 | 200 | EMPRESS 10SL 2 in 1 FILTER | EMPRESS 10SL 2 in 1 FILTER
Yes | DV2810B | 11/14/2015 | ETHAN | ETHAN WATER c/o OSCAR PADILLA JR. | FIL PS5-10C | PENTEK brand 10SL - 5 MICRON | 2 | 70 | #N/A | PENTEK brand 10SL - 5 MICRON
Yes | DV2810B | 11/14/2015 | ETHAN | ETHAN WATER c/o OSCAR PADILLA JR. | FIL PS1-10C | PENTEK brand 10SL - 1 MICRON | 2 | 85 | #N/A | PENTEK brand 10SL - 1 MICRON
Yes | DV2810B | 11/14/2015 | ETHAN | ETHAN WATER c/o OSCAR PADILLA JR. | FIL EPM 10SL | PENTEK EPM - 10SL | 4 | 300 | PENTEK EPM - 10SLIM | PENTEK EPM - 10SLIM
Yes | DV2811B | 11/14/2015 | MANTE | MS. SOLAIDA L. MANTE | ACCS_TDS LTHR | TDS METER w/ LEATHER CASE | 1 | 900 | HM-3 TDS METER w/ LEATHER CASE | HM-3 TDS METER w/ LEATHER CASE
Yes | DV2811B | 11/14/2015 | MANTE | MS. SOLAIDA L. MANTE | ACCS_STS | STRAINER H 2805 | 1 | 0 | #N/A | STRAINER H 2805
Yes | DV2811B | 11/14/2015 | MANTE | MS. SOLAIDA L. MANTE | VH F63 | RUNXIN HEAD F63 SOFTENER B1 | 1 | 4500 | RUNXIN DIGITAL HEAD F63B1 SOFTENER (4m³/h) | RUNXIN DIGITAL HEAD F63B1 SOFTENER (4m³/h)
Yes | DV2812B | 11/14/2015 | DISTOR | STREAM PLUS | PUMP CHLF2-50 | CNP CHLF2-50 (1.5hp) 1.1kw 1 PH | 1 | 10680 | #N/A | CNP CHLF2-50 (1.5hp) 1.1kw 1 PH
Yes | DV2813B | 11/14/2015 | AQUA GLAZE | AQUA GLAZE | PVC - COUP_TRD 3/4 | COUPLING THREADED 3/4 | 1 | 15 | #N/A | COUPLING THREADED 3/4
Yes | DV2813B | 11/14/2015 | AQUA GLAZE | AQUA GLAZE | PVC AP_PTN PLN_3/4 | AP PATENTE PLAIN 3/4" | 2 | 52 | ZYPE PATENTE PLAIN 3/4" | ZYPE PATENTE PLAIN 3/4"
Yes | DV2814B | 11/14/2015 | ELLA | C/O SIR TEDDY | FCET_3in1 | FAUCET 3 IN 1 - STAINLESS | 2 | 4500 | STAINLES FAUCET 3 IN 1 | STAINLES FAUCET 3 IN 1
Yes | DV2815B | 11/14/2015 | BLUE CORAL | BLUE CORAL / CLEAR DROP | FIL CBC 20SL | PENTEK CBC - 20 SLIM | 2 | 1400 | #N/A | PENTEK CBC - 20 SLIM
Yes | DV2815B | 11/14/2015 | BLUE CORAL | BLUE CORAL / CLEAR DROP | FIL PS5-20C | PENTEK brand 20SL - 5 MICRON | 6 | 220 | #N/A | PENTEK brand 20SL - 5 MICRON
Yes | DV2815B | 11/14/2015 | BLUE CORAL | BLUE CORAL / CLEAR DROP | FIL PS1-20C | PENTEK brand 20SL - 1 MICRON | 10 | 220 | #N/A | PENTEK brand 20SL - 1 MICRON
Yes | DV2823B | 11/14/2015 | JLL | JLL FILTRATION EQUIP. INSTALLATION & REPAIR SERVICES | PVC - CUTTER | PVC PIPE CUTTER GREEN (DL2507) | 2 | 387 | #N/A | PVC PIPE CUTTER GREEN (DL2507)
Yes | DV2824B | 11/14/2015 | SALIDO | MR. CHARLIE SALIDO/ FILTERTECH | RF TL4-30"X5 (2") | RAPID FILTER TL4-30"x5 npt 2" threaded | 1 | 12000 | HYDRAP RAPID FILTER TL4-30"x 5 npt 2" THRD (bolt) | HYDRAP RAPID FILTER TL4-30"x 5 npt 2" THRD (bolt)
Yes | DV2825B | 11/14/2015 | FRANZ | AVACOMM INTERNATIONAL | FIL HYDRO 20 PP_1 | HYDROSEP 20SL - 1 MICRON | 2 | 95 | #N/A | HYDROSEP 20SL - 1 MICRON
Yes | DV2826B | 11/14/2015 | FRANZ | AVACOMM INTERNATIONAL | FCET_CONN | GOOSENECK CONNECTOR 1/2" SS ONLY | 1 | 150 | GOOSENECK CONNECTOR 1/2" SS ONLY | GOOSENECK CONNECTOR 1/2" SS ONLY
Yes | DV2826B | 11/14/2015 | FRANZ | AVACOMM INTERNATIONAL | FCET_GOOSE | GOOSENECK FAUCET ONLY | 1 | 250 | FF-800 GOOSENECK FAUCET ONLY | FF-800 GOOSENECK FAUCET ONLY
Yes | DV2826B | 11/14/2015 | FRANZ | AVACOMM INTERNATIONAL | ACCS_FLCR | RADAR FLUID LEVEL CONTROLLER | 1 | 350 | ST-70AB RADAR FLUID LEVEL CONTROLLER | ST-70AB RADAR FLUID LEVEL CONTROLLER
Yes | DV2826B | 11/14/2015 | FRANZ | AVACOMM INTERNATIONAL | ACCS_FVC 3/4" | FLOAT VALVE CONTROL 3/4" | 1 | 300 | FLOAT VALVE CONTROL 3/4" | FLOAT VALVE CONTROL 3/4"
Yes | DV2827B | 11/14/2015 | SALIDO | MR. CHARLIE SALIDO/ FILTERTECH | PVC - F.V.A | FORMOSA VINYL ADHESIVE | 1 | 153 | FORMOSA VINYL ADHESIVE 410g | FORMOSA VINYL ADHESIVE 410g
Yes | DV2827B | 11/14/2015 | SALIDO | MR. CHARLIE SALIDO/ FILTERTECH | PVC AP_COUP THR_1/2x1/4 | AP COUPLING REDUCER THREADED 1/2" x 1/4" | 2 | 20 | ZYPE COUPLING REDUCER THREADED 1/2" x 1/4" | ZYPE COUPLING REDUCER THREADED 1/2" x 1/4"
Yes | DV2827B | 11/14/2015 | SALIDO | MR. CHARLIE SALIDO/ FILTERTECH | PVC AP_IN RED_3/4x1/2 | AP INSIDE REDUCER 3/4" x 1/2" | 2 | 8.5 | ZYPE INSIDE REDUCER 3/4" x 1/2" | ZYPE INSIDE REDUCER 3/4" x 1/2"
Yes | DV2827B | 11/14/2015 | SALIDO | MR. CHARLIE SALIDO/ FILTERTECH | PVC AP_IN RED_1x3/4 | AP INSIDE REDUCER 1" x 3/4" | 2 | 11 | ZYPE INSIDE REDUCER 1" x 3/4" | ZYPE INSIDE REDUCER 1" x 3/4"
Yes | DV2828B | 11/14/2015 | AUSTIN | AUSTIN WATER STATION | ACCS_STSB | STRAINER H 2807 | 1 | 0 | #N/A | STRAINER H 2807
Yes | DV2828B | 11/14/2015 | AUSTIN | AUSTIN WATER STATION | ACCS_RTUBE | RISER TUBE ONLY (10x54) | 1 | 0 | RISER TUBE for 10 x 54 FRP | RISER TUBE for 10 x 54 FRP
Yes | DV2828B | 11/14/2015 | AUSTIN | AUSTIN WATER STATION | FRP 1354 WC | FRP TANK 13" x 54" WAVE CYBER BEIGE (2.5") | 1 | 4200 | (bdle) FRP TANK 13" x 54" (-2.5T) WAVE CYBER BEIGE color w/ ACCS. | (bdle) FRP TANK 13" x 54" (-2.5T) WAVE CYBER BEIGE color w/ ACCS.
Yes | DV2828B | 11/14/2015 | AUSTIN | AUSTIN WATER STATION | ACCS_FLCR | RADAR FLUID LEVEL CONTROLLER | 1 | 350 | ST-70AB RADAR FLUID LEVEL CONTROLLER | ST-70AB RADAR FLUID LEVEL CONTROLLER
Yes | DV2828B | 11/14/2015 | AUSTIN | AUSTIN WATER STATION | PRE MPC-06 | MASAKI LOW PRESSURE SWITCH MPC-06 | 1 | 900 | MASAKI LOW PRESSURE SWITCH MPC-06 | MASAKI LOW PRESSURE SWITCH MPC-06
Yes | DV2828B | 11/14/2015 | AUSTIN | AUSTIN WATER STATION | MF PBL5 | PEBBLES #5 | 1 | 500 | PEBBLES #5 | PEBBLES #5
Yes | DV2829B | 11/14/2015 | TABILIN | MR. ARNOLD TABILIN | ROM_LCLE4040 | FILMTEC BW30 40 x 40 L.C-LE | 2 | 10000 | FILMTEC BW30 40 x 40 L.C.L.E | FILMTEC BW30 40 x 40 L.C.L.E
Yes | DV2830B | 11/14/2015 | RAMOS | MR. JOEMAR RAMOS | FIL WC 10SL-CBF | WATERCHECK 10SL - CBF | 8 | 150 | #N/A | WATERCHECK 10SL - CBF
Yes | DV2830B | 11/14/2015 | RAMOS | MR. JOEMAR RAMOS | FIL HYDRO 20 PP_1 | HYDROSEP 20SL - 1 MICRON | 4 | 100 | #N/A | HYDROSEP 20SL - 1 MICRON
Yes | DV2831B | 11/14/2015 | PELIAS | MS. JOSSETTE G. PELIAS | PVC - ECAP 1/2 | ENDCAP 1/2" | 4 | 6 | ZYPE END CAP 1/2" | ZYPE END CAP 1/2"
Yes | DV2831B | 11/14/2015 | PELIAS | MS. JOSSETTE G. PELIAS | PVC - ECAP 3/4 | ENDCAP 3/4" | 4 | 9 | #N/A | ENDCAP 3/4"
Yes | DV2831B | 11/14/2015 | PELIAS | MS. JOSSETTE G. PELIAS | FIL WC 20BB-PP | WATERCHECK 20BB - 5 MICRON | 1 | 500 | #N/A | WATERCHECK 20BB - 5 MICRON
Yes | DV2831B | 11/14/2015 | PELIAS | MS. JOSSETTE G. PELIAS | ACCS_BRAC ST | BRACKET STEEL TAIWAN (new) | 2 | 0 | BRACKET STEEL TAIWAN (NEW) | BRACKET STEEL TAIWAN (NEW)
Yes | DV2831B | 11/14/2015 | PELIAS | MS. JOSSETTE G. PELIAS | ACCS_SCREW1 | SCREW for SL HOUSING | 8 | 0 | SCREW FOR SL HOUSING | SCREW FOR SL HOUSING
Yes | DV2831B | 11/14/2015 | PELIAS | MS. JOSSETTE G. PELIAS | HOUSING SBHC_2 | SLIM BLUE HOUSING 20" npt 3/4" China (CH20-40) | 2 | 600 | (bdle) SLIM BLUE HOUSING 20" npt 3/4" CHINA (CH20-40) w/ ACCS. | (bdle) SLIM BLUE HOUSING 20" npt 3/4" CHINA (CH20-40) w/ ACCS.
Yes | DV2831B | 11/14/2015 | PELIAS | MS. JOSSETTE G. PELIAS | STL SS304 - B | SS304 VESSEL w/ PLASTIC END CAP - B seam | 1 | 3800 | SS304 VESSEL 4040 w/ PLASTIC END CAP - B (w/ seam) | SS304 VESSEL 4040 w/ PLASTIC END CAP - B (w/ seam)
Yes | DV2832B | 11/14/2015 | ALKA LIFE | ALKA LIFE NATURE'S WATER | PVC AP_90ELB PLN_1 | AP 90° ELBOW PLAIN 1" | 30 | 21 | ZYPE 90° ELBOW PLAIN 1" | ZYPE 90° ELBOW PLAIN 1"
Yes | DV2832B | 11/14/2015 | ALKA LIFE | ALKA LIFE NATURE'S WATER | PVC AP_90ELB PLN_1/2 | AP 90° ELBOW PLAIN 1/2" | 50 | 10 | ZYPE 90° ELBOW PLAIN 1/2" | ZYPE 90° ELBOW PLAIN 1/2"
Yes | DV2832B | 11/14/2015 | ALKA LIFE | ALKA LIFE NATURE'S WATER | PVC - P1 | PIPE 1" | 5 | 292 | ZYPE PIPE 1" | ZYPE PIPE 1"
Yes | DV2832B | 11/14/2015 | ALKA LIFE | ALKA LIFE NATURE'S WATER | PVC - BVALVE 1" | BALL VALVE 1" | 15 | 106 | ZYPE BALL VALVE 1" | ZYPE BALL VALVE 1"
Yes | DV2832B | 11/14/2015 | ALKA LIFE | ALKA LIFE NATURE'S WATER | PVC - P1/2 | PIPE 1/2 | 5 | 140 | ZYPE PIPE 1/2" | ZYPE PIPE 1/2"
Yes | DV2832B | 11/14/2015 | ALKA LIFE | ALKA LIFE NATURE'S WATER | FCET_CONN | GOOSENECK CONNECTOR 1/2" SS ONLY | 3 | 150 | GOOSENECK CONNECTOR 1/2" SS ONLY | GOOSENECK CONNECTOR 1/2" SS ONLY
Yes | DV2832B | 11/14/2015 | ALKA LIFE | ALKA LIFE NATURE'S WATER | FCET_GOOSE | GOOSENECK FAUCET ONLY | 3 | 300 | FF-800 GOOSENECK FAUCET ONLY | FF-800 GOOSENECK FAUCET ONLY
Yes | DV2832B | 11/14/2015 | ALKA LIFE | ALKA LIFE NATURE'S WATER | PVC AP_COUP TRD_1/2 | AP COUPLING THREADED 1/2" | 20 | 8.5 | ZYPE COUPLING THREADED 1/2" | ZYPE COUPLING THREADED 1/2"
Yes | DV2832B | 11/14/2015 | ALKA LIFE | ALKA LIFE NATURE'S WATER | PVC AP_COUP TRD_3/4 | AP COUPLING THREADED 3/4" | 20 | 14 | ZYPE COUPLING THREADED 3/4" | ZYPE COUPLING THREADED 3/4"
Yes | DV2832B | 11/14/2015 | ALKA LIFE | ALKA LIFE NATURE'S WATER | ACCS_VOLT M2 | VOLTMETER BLACKSIDED (Silver Series) | 1 | 180 | 85L17 VOLTMETER BLACKSIDED 250V (silver series) | 85L17 VOLTMETER BLACKSIDED 250V (silver series)
Yes | DV2832B | 11/14/2015 | ALKA LIFE | ALKA LIFE NATURE'S WATER | PVC - CUTTER | PVC PIPE CUTTER GREEN (DL2507) | 1 | 450 | #N/A | PVC PIPE CUTTER GREEN (DL2507)
Yes | DV2832B | 11/14/2015 | ALKA LIFE | ALKA LIFE NATURE'S WATER | ACCS_AMB | AMPERE METER BLACKSIDED (silver edition) | 1 | 180 | 85L17 AMPERE METER BLACKSIDED 30A (silver edition) | 85L17 AMPERE METER BLACKSIDED 30A (silver edition)
Yes | DV2833B | 11/14/2015 | IONIQ | IONIQ WATER REFILLING STATION | FIL PRIME20BB-PP5 | PURE PRIME 20BB - 5 MICRON | 2 | 500 | PURE PRIME 20BB - 5 MICRON | PURE PRIME 20BB - 5 MICRON
Yes | DV2833B | 11/14/2015 | IONIQ | IONIQ WATER REFILLING STATION | FIL PRIME20BB-PP1 | PURE PRIME 20BB - 1 MICRON | 2 | 500 | PURE PRIME 20BB - 1 MICRON | PURE PRIME 20BB - 1 MICRON
Yes | DV2834BG | 11/14/2015 | ALKA LIFE | ALKA LIFE NATURE'S WATER | GAL_BIG CUP | BIG CUP FOR SLIM 5 CONTAINER | 50 | 8 | BIG CUP FOR SLIM 5 CONTAINER | BIG CUP FOR SLIM 5 CONTAINER
Yes | DV2834BG | 11/14/2015 | ALKA LIFE | ALKA LIFE NATURE'S WATER | GAL_SML CUP | SMALL CUP FOR SLIM CONTAINER | 50 | 3 | SMALL CUP FOR SLIM CONTAINER | SMALL CUP FOR SLIM CONTAINER
Yes | DV2835B | 11/14/2015 | GO JOSEHINE | JOSEPHINE GO | FIL PRIME10SL-PP1 | PURE PRIME 10SL - 1 MICRON | 1 | 80 | PURE PRIME 10SL - 1 MICRON | PURE PRIME 10SL - 1 MICRON
Yes | DV2835B | 11/14/2015 | GO JOSEHINE | JOSEPHINE GO | FIL CCK(UDF10"-B)SL | CCK BLUE PLUMP GAC CARTRIDGE UDF10"-SL | 1 | 180 | CCK BLUE PLUMP GAC CARTRIDGE UDF10"-SL | CCK BLUE PLUMP GAC CARTRIDGE UDF10"-SL
Yes | DV2836B | 11/14/2015 | ASIAN | ASIAN DYNASTY | JAC_CONN 1088 | JACO FIBRA 1088 (1/2x1/2) 220psi | 18 | 74 | JACO FIBRA 1088 - 1/2mm x 1/2" male straight (US 220psi) | JACO FIBRA 1088 - 1/2mm x 1/2" male straight (US 220psi)
Yes | DV2836B | 11/14/2015 | ASIAN | ASIAN DYNASTY | JAC_CONN 4088 | JACO FIBRA 4088 (1/2x1/2) 220psi | 24 | 96 | JACO FIBRA 4088 - 1/2mm x 1/2" male elbow (US 220psi) | JACO FIBRA 4088 - 1/2mm x 1/2" male elbow (US 220psi)
Yes | DV2837B | 11/14/2015 | LLABORE J | JULIAN LLABORE | ACCS_AMB | AMPERE METER BLACKSIDED (silver edition) | 1 | 180 | 85L17 AMPERE METER BLACKSIDED 30A (silver edition) | 85L17 AMPERE METER BLACKSIDED 30A (silver edition)
Yes | DV2837B | 11/14/2015 | LLABORE J | JULIAN LLABORE | PVC - F.V.A | FORMOSA VINYL ADHESIVE | 1 | 180 | FORMOSA VINYL ADHESIVE 410g | FORMOSA VINYL ADHESIVE 410g
Yes | DV2837B | 11/14/2015 | LLABORE J | JULIAN LLABORE | PVC AP_PTN PLN_1/2 | AP PATENTE PLAIN 1/2" | 2 | 40 | ZYPE PATENTE PLAIN 1/2" | ZYPE PATENTE PLAIN 1/2"
Yes | DV2837B | 11/14/2015 | LLABORE J | JULIAN LLABORE | PVC - BVALVE 1/2 | BALL VALVE 1/2 | 2 | 48 | #N/A | BALL VALVE 1/2
Yes | DV2837B | 11/14/2015 | LLABORE J | JULIAN LLABORE | PVC - P1/2 | PIPE 1/2 | 6 | 119 | ZYPE PIPE 1/2" | ZYPE PIPE 1/2"
Yes | DV2837B | 11/14/2015 | LLABORE J | JULIAN LLABORE | PVC - P3/4 | PIPE 3/4 | 1 | 212 | ZYPE PIPE 3/4 | ZYPE PIPE 3/4
Yes | DV2837B | 11/14/2015 | LLABORE J | JULIAN LLABORE | PVC AP_90ELB PLN_1/2 | AP 90° ELBOW PLAIN 1/2" | 35 | 10 | ZYPE 90° ELBOW PLAIN 1/2" | ZYPE 90° ELBOW PLAIN 1/2"
Yes | DV2837B | 11/14/2015 | LLABORE J | JULIAN LLABORE | PVC AP_COUP PLN_1/2 | AP COUPLING PLAIN 1/2" | 10 | 5 | ZYPE COUPLING PLAIN 1/2" | ZYPE COUPLING PLAIN 1/2"
Yes | DV2837B | 11/14/2015 | LLABORE J | JULIAN LLABORE | PVC AP_COUP TRD_1/2 | AP COUPLING THREADED 1/2" | 3 | 8 | ZYPE COUPLING THREADED 1/2" | ZYPE COUPLING THREADED 1/2"
Yes | DV2837B | 11/14/2015 | LLABORE J | JULIAN LLABORE | PVC AP_IN RED_3/4x1/2 | AP INSIDE REDUCER 3/4" x 1/2" | 3 | 6 | ZYPE INSIDE REDUCER 3/4" x 1/2" | ZYPE INSIDE REDUCER 3/4" x 1/2"
Yes | DV2837B | 11/14/2015 | LLABORE J | JULIAN LLABORE | PVC AP_IN RED_1x3/4 | AP INSIDE REDUCER 1" x 3/4" | 3 | 10 | ZYPE INSIDE REDUCER 1" x 3/4" | ZYPE INSIDE REDUCER 1" x 3/4"
Yes | DV2837B | 11/14/2015 | LLABORE J | JULIAN LLABORE | PVC AP_PTN PLN_1 | AP PATENTE PLAIN 1" | 1 | 70 | ZYPE PATENTE PLAIN 1" | ZYPE PATENTE PLAIN 1"
Yes | DV2837B | 11/14/2015 | LLABORE J | JULIAN LLABORE | PVC AP_PTN TRD_1 | AP PATENTE THREADED 1" | 1 | 93 | ZYPE PATENTE THREADED 1" | ZYPE PATENTE THREADED 1"
Yes | DV2837B | 11/14/2015 | LLABORE J | JULIAN LLABORE | PUMP-APC 1 | AUTOMATIC PUMP CONTROL (MAC 03) | 1 | 1500 | MAZAKI AUTOMATIC PUMP CONTROL (MAC 03) | MAZAKI AUTOMATIC PUMP CONTROL (MAC 03)
Yes | DV2837B | 11/14/2015 | LLABORE J | JULIAN LLABORE | PUMP ATS550 | AQUA TEDELA ATS-550 3/4hp (0.55kw) | 1 | 3610 | AQUA TEDELA ATS-550 3/4hp (0.55kw) | AQUA TEDELA ATS-550 3/4hp (0.55kw)
Yes | DV2839B | 11/14/2015 | OLIVER | MR. OLIVERIO CACCAM | PVC- TEFLON | TEFLON TAPE | 2 | 15 | TITANIUM TEFLON TAPE 3/4" | TITANIUM TEFLON TAPE 3/4"
Yes | DV2839B | 11/14/2015 | OLIVER | MR. OLIVERIO CACCAM | PVC AP_TEE PLN_1/2 | AP TEE PLAIN 1/2" | 1 | 12 | ZYPE TEE PLAIN 1/2" | ZYPE TEE PLAIN 1/2"
Yes | DV2839B | 11/14/2015 | OLIVER | MR. OLIVERIO CACCAM | PVC AP_90ELB PLN_1/2 | AP 90° ELBOW PLAIN 1/2" | 12 | 9 | ZYPE 90° ELBOW PLAIN 1/2" | ZYPE 90° ELBOW PLAIN 1/2"
Yes | DV2839B | 11/14/2015 | OLIVER | MR. OLIVERIO CACCAM | PVC - ECAP TRD 1/2 | END CAP THREADED 1/2" | 1 | 7 | ZYPE END CAP THREADED 1/2" | ZYPE END CAP THREADED 1/2"
Yes | DV2839B | 11/14/2015 | OLIVER | MR. OLIVERIO CACCAM | PVC AP_IN RED_3/4x1/2 | AP INSIDE REDUCER 3/4" x 1/2" | 2 | 6 | ZYPE INSIDE REDUCER 3/4" x 1/2" | ZYPE INSIDE REDUCER 3/4" x 1/2"
Yes | DV2839B | 11/14/2015 | OLIVER | MR. OLIVERIO CACCAM | PVC - B MA3/4 | CLASS B - MALE ADAPTOR 3/4" | 2 | 12 | CLASS B - MALE ADAPTOR 3/4" | CLASS B - MALE ADAPTOR 3/4"
Yes | DV2839B | 11/14/2015 | OLIVER | MR. OLIVERIO CACCAM | PVC AP_COUP TRD_1/2 | AP COUPLING THREADED 1/2" | 2 | 8.5 | ZYPE COUPLING THREADED 1/2" | ZYPE COUPLING THREADED 1/2"
Yes | DV2839B | 11/14/2015 | OLIVER | MR. OLIVERIO CACCAM | PVC AP_PTN PLN_1/2 | AP PATENTE PLAIN 1/2" | 5 | 40 | ZYPE PATENTE PLAIN 1/2" | ZYPE PATENTE PLAIN 1/2"
Yes | DV2839B | 11/14/2015 | OLIVER | MR. OLIVERIO CACCAM | PVC - P1/2 | PIPE 1/2 | 1 | 140 | ZYPE PIPE 1/2" | ZYPE PIPE 1/2"
Yes | DV2839B | 11/14/2015 | OLIVER | MR. OLIVERIO CACCAM | PUMP-APC 1 | AUTOMATIC PUMP CONTROL (MAC 03) | 1 | 1500 | MAZAKI AUTOMATIC PUMP CONTROL (MAC 03) | MAZAKI AUTOMATIC PUMP CONTROL (MAC 03)
Yes | DV2839B | 11/14/2015 | OLIVER | MR. OLIVERIO CACCAM | PUMP ATS550 | AQUA TEDELA ATS-550 3/4hp (0.55kw) | 1 | 3610 | AQUA TEDELA ATS-550 3/4hp (0.55kw) | AQUA TEDELA ATS-550 3/4hp (0.55kw)
Yes | DV2841B | 11/16/2015 | WATERS IVAN | WATERS OF IVAN | PUMP-APC 1 | AUTOMATIC PUMP CONTROL (MAC 03) | 1 | 2000 | MAZAKI AUTOMATIC PUMP CONTROL (MAC 03) | MAZAKI AUTOMATIC PUMP CONTROL (MAC 03)
Yes | DV2842B | 11/16/2015 | RAMOS | MR. JOEMAR RAMOS | FIL WC 10SL-CBF | WATERCHECK 10SL - CBF | 10 | 150 | #N/A | WATERCHECK 10SL - CBF
Yes | DV2843B | 11/16/2015 | ELMER L. | ELMER LAGROSAS | FIT_ELBOW | FITTING H 2203 - NOZZLE ELBOW | 25 | 50 | FITTING H 2203 - NOZZLE ELBOW | FITTING H 2203 - NOZZLE ELBOW
Yes | DV2843B | 11/16/2015 | ELMER L. | ELMER LAGROSAS | SP_FSPLF1/4" | FITTING STAINLESS SPLF 1/4" (4x7.5) fm. Elb. Thrd. | 4 | 80 | FITTING STAINLESS SPLF 1/4" (4x7.5) female elbow | FITTING STAINLESS SPLF 1/4" (4x7.5) female elbow
Yes | DV2843B | 11/16/2015 | ELMER L. | ELMER LAGROSAS | ACCS_FVC 3/4" | FLOAT VALVE CONTROL 3/4" | 1 | 350 | FLOAT VALVE CONTROL 3/4" | FLOAT VALVE CONTROL 3/4"
Yes | DV2844B | 11/16/2015 | FILTERCHEM | FILTERCHEM INC. | FIL NB WP1 - 10SL | PUREGEN 10SL - WP 1 MICRON | 66 | 50 | #N/A | PUREGEN 10SL - WP 1 MICRON
Yes | DV2845B | 11/16/2015 | ROMERO A. | ARNOLD ROMERO | FIL HYDRO 20 PP_1 | HYDROSEP 20SL - 1 MICRON | 1 | 100 | #N/A | HYDROSEP 20SL - 1 MICRON
Yes | DV2845B | 11/16/2015 | ROMERO A. | ARNOLD ROMERO | FIL HYDRO 20SL CBF(WO) | HYDROSEP 20SL - CARBON Block (w/O net inside) | 1 | 550 | HYDROSEP 20SL - CBF (carbon block filter) W/O NET | HYDROSEP 20SL - CBF (carbon block filter) W/O NET
Yes | DV2846B | 11/16/2015 | TUBAY | WINDIE TUBAY | HOSE 10 X 6.5 B | HOSE 10 x 6.5mm. BLUE color | 1 | 80 | TPUCO HOSE 10 x 6.5 mm. BLUE color (100 meter/roll) | TPUCO HOSE 10 x 6.5 mm. BLUE color (100 meter/roll)
Yes | DV2846B | 11/16/2015 | TUBAY | WINDIE TUBAY | HOSE 4X0.75T | HOSE 4 X 0.75 TRANSPARENT | 2 | 40 | CHINAUST HOSE 4 x 0.75 mm TRANSPARENT (500 meter/roll) | CHINAUST HOSE 4 x 0.75 mm TRANSPARENT (500 meter/roll)
Yes | DV2846B | 11/16/2015 | TUBAY | WINDIE TUBAY | ACCS_STS | STRAINER H 2805 | 1 | 0 | #N/A | STRAINER H 2805
Yes | DV2846B | 11/16/2015 | TUBAY | WINDIE TUBAY | VH MSOFT | MANUAL HEAD SOFTENER F64A 2.5" | 1 | 1500 | RUNXIN MANUAL HEAD F64A SOFTENER 2.5" (4m³/h) | RUNXIN MANUAL HEAD F64A SOFTENER 2.5" (4m³/h)
Yes | DV2846B | 11/16/2015 | TUBAY | WINDIE TUBAY | PVC - C-711-0.5L | PVC 711 CEMENT | 1 | 576 | WELD-ON PVC 711 CEMENT 16oz. | WELD-ON PVC 711 CEMENT 16oz.
Yes | DV2846B | 11/16/2015 | TUBAY | WINDIE TUBAY | PRE MPC-06 | MASAKI LOW PRESSURE SWITCH MPC-06 | 1 | 1000 | MASAKI LOW PRESSURE SWITCH MPC-06 | MASAKI LOW PRESSURE SWITCH MPC-06
Yes | DV2846B | 11/16/2015 | TUBAY | WINDIE TUBAY | PRE PG 350 CLAMP | PRESSURE GAUGE 350 PSI - CLAMP | 2 | 500 | PRESSURE GAUGE 350 PSI - CLAMP | PRESSURE GAUGE 350 PSI - CLAMP
Yes | DV2847BG | 11/16/2015 | AQUAMEGA-DAPITAN | AQUAMEGA-DAPITAN | GAL_RND | ROUND CONTAINER 5 GALLON | 7 | 131 | ROUND CONTAINER 5 GALLON | ROUND CONTAINER 5 GALLON
Yes | DV2847BG | 11/16/2015 | AQUAMEGA-DAPITAN | AQUAMEGA-DAPITAN | GAL_NST CUP | NON-SPILL TYPE for ROUND CONT (half-cap) | 7 | 4 | HALF-CAP NON-SPILL TYPE for ROUND CONT | HALF-CAP NON-SPILL TYPE for ROUND CONT
Yes | DV2848BG | 11/16/2015 | AQUABEST - LIBIS | AQUABEST - LIBIS | GAL_SLIM | SLIM CONTAINER 5 GALLON | 10 | 131 | SLIM CONTAINER 5 GALLON | SLIM CONTAINER 5 GALLON
Yes | DV2848BG | 11/16/2015 | AQUABEST - LIBIS | AQUABEST - LIBIS | GAL_SML FCT | FAUCET FOR SLIM CONTAINER GREEN color | 5 | 35 | FAUCET FOR SLIM CONTAINER GREEN color | FAUCET FOR SLIM CONTAINER GREEN color
Yes | DV2850B | 11/16/2015 | ESGUERRA | MR. ANDY M. ESGUERRA | PVC - P1/2 | PIPE 1/2 | 1 | 140 | ZYPE PIPE 1/2" | ZYPE PIPE 1/2"
Yes | DV2850B | 11/16/2015 | ESGUERRA | MR. ANDY M. ESGUERRA | PVC AP_COUP TRD_1/2 | AP COUPLING THREADED 1/2" | 3 | 8 | ZYPE COUPLING THREADED 1/2" | ZYPE COUPLING THREADED 1/2"
Yes | DV2850B | 11/16/2015 | ESGUERRA | MR. ANDY M. ESGUERRA | PVC AP_IN RED_3/4x1/2 | AP INSIDE REDUCER 3/4" x 1/2" | 4 | 7.5 | ZYPE INSIDE REDUCER 3/4" x 1/2" | ZYPE INSIDE REDUCER 3/4" x 1/2"
Yes | DV2850B | 11/16/2015 | ESGUERRA | MR. ANDY M. ESGUERRA | PVC AP_MALE A_3/4 | AP MALE ADAPTOR 3/4" | 4 | 16 | ZYPE MALE ADAPTOR 3/4" | ZYPE MALE ADAPTOR 3/4"
Yes | DV2850B | 11/16/2015 | ESGUERRA | MR. ANDY M. ESGUERRA | PVC AP_PTN PLN_1 | AP PATENTE PLAIN 1" | 2 | 98 | ZYPE PATENTE PLAIN 1" | ZYPE PATENTE PLAIN 1"
Yes | DV2850B | 11/16/2015 | ESGUERRA | MR. ANDY M. ESGUERRA | PVC AP_TEE PLN_3/4 | AP TEE PLAIN 3/4" | 2 | 20 | ZYPE TEE PLAIN 3/4" | ZYPE TEE PLAIN 3/4"
Yes | DV2850B | 11/16/2015 | ESGUERRA | MR. ANDY M. ESGUERRA | PVC AP_90ELB PLN_1/2 | AP 90° ELBOW PLAIN 1/2" | 5 | 10 | ZYPE 90° ELBOW PLAIN 1/2" | ZYPE 90° ELBOW PLAIN 1/2"
Yes | DV2850B | 11/16/2015 | ESGUERRA | MR. ANDY M. ESGUERRA | PVC AP_90ELB PLN_1 | AP 90° ELBOW PLAIN 1" | 3 | 23 | ZYPE 90° ELBOW PLAIN 1" | ZYPE 90° ELBOW PLAIN 1"
Yes | DV2850B | 11/16/2015 | ESGUERRA | MR. ANDY M. ESGUERRA | PVC AP_MALE A_1 | AP MALE ADAPTOR 1" | 2 | 23 | ZYPE MALE ADAPTOR 1" | ZYPE MALE ADAPTOR 1"
Yes | DV2851B | 11/16/2015 | SANTOS L. | MS. LIZA SANTOS | ACCS_HEAT | HEAT GUN AP1600W model | 2 | 700 | HEAT GUN AP1600W model | HEAT GUN AP1600W model
Yes | DV2852B | 11/16/2015 | RAINBOW | RAINBOW PURIFIED WATER | ACCS_MCS-P15 | MAGNETIC CONTACTOR S-P15 (Shihlin electric) | 2 | 450 | XSC1-015 SP-15 MAGNETIC CONTACTOR | XSC1-015 SP-15 MAGNETIC CONTACTOR
Yes | DV2852B | 11/16/2015 | RAINBOW | RAINBOW PURIFIED WATER | PRE MPC2 | MAZAKI brand MPC-2 | 1 | 450 | MAZAKI PRESSURE SWITCH MPC-2 | MAZAKI PRESSURE SWITCH MPC-2
Yes | DV2852B | 11/16/2015 | RAINBOW | RAINBOW PURIFIED WATER | ACCS_AMW | AMPERE METER WHITE (titanium series) | 1 | 200 | 85L17 AMPERE METER WHITE 15A (titanium series) | 85L17 AMPERE METER WHITE 15A (titanium series)
Yes | DV2853B | 11/16/2015 | VMS | VMS PURIFIED WATER STATION | FIL HYDRO 20SL CBF(WO) | HYDROSEP 20SL - CARBON Block (w/O net inside) | 1 | 550 | HYDROSEP 20SL - CBF (carbon block filter) W/O NET | HYDROSEP 20SL - CBF (carbon block filter) W/O NET
Yes | DV2853B | 11/16/2015 | VMS | VMS PURIFIED WATER STATION | PUMP ATS550 | AQUA TEDELA ATS-550 3/4hp (0.55kw) | 1 | 4000 | AQUA TEDELA ATS-550 3/4hp (0.55kw) | AQUA TEDELA ATS-550 3/4hp (0.55kw)
Yes | DV2853B | 11/16/2015 | VMS | VMS PURIFIED WATER STATION | FIL DGD2501 20BB-PT | PENTEK BB20 DGD 2501 Dual Gradient Density | 1 | 650 | PENTEK BB20 DGD 2501 (dual gradient density) | PENTEK BB20 DGD 2501 (dual gradient density)
Yes | DV2854B | 11/16/2015 | AEROASIA - HYDROMEX | AEROASIA - HYDROMEX TECHNOLOGY | PVC AP_MALE A_1 | AP MALE ADAPTOR 1" | 20 | 22 | ZYPE MALE ADAPTOR 1" | ZYPE MALE ADAPTOR 1"
Yes | DV2854B | 11/16/2015 | AEROASIA - HYDROMEX | AEROASIA - HYDROMEX TECHNOLOGY | PVC AP_PTN TRD_1 | AP PATENTE THREADED 1" | 10 | 135 | ZYPE PATENTE THREADED 1" | ZYPE PATENTE THREADED 1"
Yes | DV2854B | 11/16/2015 | AEROASIA - HYDROMEX | AEROASIA - HYDROMEX TECHNOLOGY | PVC AP_PTN PLN_1 | AP PATENTE PLAIN 1" | 40 | 98 | ZYPE PATENTE PLAIN 1" | ZYPE PATENTE PLAIN 1"
Yes | DV2854B | 11/16/2015 | AEROASIA - HYDROMEX | AEROASIA - HYDROMEX TECHNOLOGY | PVC AP_TEE PLN_1 | AP TEE PLAIN 1" | 80 | 36 | ZYPE TEE PLAIN 1" | ZYPE TEE PLAIN 1"
Yes | DV2854B | 11/16/2015 | AEROASIA - HYDROMEX | AEROASIA - HYDROMEX TECHNOLOGY | PVC-ELB-TRD 1" | ELBOW THREADED 1" | 10 | 34 | ZYPE 90° ELBOW THREADED 1" | ZYPE 90° ELBOW THREADED 1"
Yes | DV2854B | 11/16/2015 | AEROASIA - HYDROMEX | AEROASIA - HYDROMEX TECHNOLOGY | PVC AP_90ELB PLN_1 | AP 90° ELBOW PLAIN 1" | 15 | 23 | ZYPE 90° ELBOW PLAIN 1" | ZYPE 90° ELBOW PLAIN 1"
Yes | DV2854B | 11/16/2015 | AEROASIA - HYDROMEX | AEROASIA - HYDROMEX TECHNOLOGY | PVC AP_COUP TRD_1 | AP COUPLING THREADED 1" | 20 | 20 | ZYPE COUPLING THREADED 1" | ZYPE COUPLING THREADED 1"
Yes | DV2854B | 11/16/2015 | AEROASIA - HYDROMEX | AEROASIA - HYDROMEX TECHNOLOGY | PVC AP_COUP PLN_1 | AP COUPLING PLAIN 1" | 50 | 14 | ZYPE COUPLING PLAIN 1" | ZYPE COUPLING PLAIN 1"
Yes | DV2854B | 11/16/2015 | AEROASIA - HYDROMEX | AEROASIA - HYDROMEX TECHNOLOGY | TANK_3.6 EMPRESS | STORAGE TANK 3.6 GALLON - EMPRESS brand | 3 | 1500 | STORAGE TANK 3.6 GALLON EMPRESS WHITE | STORAGE TANK 3.6 GALLON EMPRESS WHITE
Yes | DV2854B | 11/16/2015 | AEROASIA - HYDROMEX | AEROASIA - HYDROMEX TECHNOLOGY | PRE PG 150 SIDE | PRESSURE GAUGE 150 PSI - SIDE MOUNTED | 3 | 500 | PRESSURE GAUGE 150 PSI - SIDE MOUNTED | PRESSURE GAUGE 150 PSI - SIDE MOUNTED
Yes | DV2854B | 11/16/2015 | AEROASIA - HYDROMEX | AEROASIA - HYDROMEX TECHNOLOGY | PRE MPC-06 | MASAKI LOW PRESSURE SWITCH MPC-06 | 3 | 1200 | MASAKI LOW PRESSURE SWITCH MPC-06 | MASAKI LOW PRESSURE SWITCH MPC-06
Yes | DV2854B | 11/16/2015 | AEROASIA - HYDROMEX | AEROASIA - HYDROMEX TECHNOLOGY | PVC - B FV1 | CLASS B - FOOT VALVE 1" (DN32) | 1 | 400 | CLASS B - FOOT VALVE 1" (DN32) | CLASS B - FOOT VALVE 1" (DN32)
Yes | DV2854B | 11/16/2015 | AEROASIA - HYDROMEX | AEROASIA - HYDROMEX TECHNOLOGY | PVC AP_90ELB PLN_3 | AP 90° ELBOW PLAIN 3" | 20 | 414 | ZYPE 90° ELBOW PLAIN 3" | ZYPE 90° ELBOW PLAIN 3"
Yes | DV2854B | 11/16/2015 | AEROASIA - HYDROMEX | AEROASIA - HYDROMEX TECHNOLOGY | PVC AP_PTN TRD_3/4 | AP PATENTE THREADED 3/4" | 10 | 69 | ZYPE PATENTE THREADED 3/4" | ZYPE PATENTE THREADED 3/4"
Yes | DV2854B | 11/16/2015 | AEROASIA - HYDROMEX | AEROASIA - HYDROMEX TECHNOLOGY | PVC AP_PTN PLN_3/4 | AP PATENTE PLAIN 3/4" | 50 | 62 | ZYPE PATENTE PLAIN 3/4" | ZYPE PATENTE PLAIN 3/4"
Yes | DV2854B | 11/16/2015 | AEROASIA - HYDROMEX | AEROASIA - HYDROMEX TECHNOLOGY | PVC AP_TEE PLN_3/4 | AP TEE PLAIN 3/4" | 20 | 20 | ZYPE TEE PLAIN 3/4" | ZYPE TEE PLAIN 3/4"
Yes | DV2854B | 11/16/2015 | AEROASIA - HYDROMEX | AEROASIA - HYDROMEX TECHNOLOGY | PVC-ELB-TRD 3/4 | ELBOW THREADED 3/4 | 40 | 27 | ZYPE 90° ELBOW THREADED 3/4" | ZYPE 90° ELBOW THREADED 3/4"
Yes | DV2854B | 11/16/2015 | AEROASIA - HYDROMEX | AEROASIA - HYDROMEX TECHNOLOGY | PVC AP_COUP TRD_3/4 | AP COUPLING THREADED 3/4" | 15 | 17 | ZYPE COUPLING THREADED 3/4" | ZYPE COUPLING THREADED 3/4"
Yes | DV2854B | 11/16/2015 | AEROASIA - HYDROMEX | AEROASIA - HYDROMEX TECHNOLOGY | PVC AP_COUP PLN_3/4 | AP COUPLING PLAIN 3/4" | 50 | 10 | ZYPE COUPLING PLAIN 3/4" | ZYPE COUPLING PLAIN 3/4"
Yes | DV2855B | 11/16/2015 | FILTERCHEM | FILTERCHEM INC. | HOUSING SCH_10S | SLIM CLEAR HOUSING 10" npt 3/4" Taiwan | 4 | 550 | (bdle) SLIM CLEAR HOUSING 10" npt 3/4" TAIWAN w/ ACCS. | (bdle) SLIM CLEAR HOUSING 10" npt 3/4" TAIWAN w/ ACCS.
Yes | DV2856B | 11/16/2015 | WATER EH | WATER EH | HOSE 1/4 B | HOSE R.O TUBING 1/4 BLUE color | 6 | 35 | CCK R.O TUBING HOSE 1/4" BLUE color (300 meter/roll) | CCK R.O TUBING HOSE 1/4" BLUE color (300 meter/roll)
Yes | DV2856B | 11/16/2015 | WATER EH | WATER EH | ACCS_FLCR | RADAR FLUID LEVEL CONTROLLER | 2 | 280 | ST-70AB RADAR FLUID LEVEL CONTROLLER | ST-70AB RADAR FLUID LEVEL CONTROLLER
Yes | DV2856B | 11/16/2015 | WATER EH | WATER EH | ACCS_FVC 3/4" | FLOAT VALVE CONTROL 3/4" | 2 | 260 | FLOAT VALVE CONTROL 3/4" | FLOAT VALVE CONTROL 3/4"
Yes | DV2856B | 11/16/2015 | WATER EH | WATER EH | PVC AP_CLAMP_1/2 | AP CLAMP 1/2" | 10 | 14 | ZYPE CLAMP 1/2" | ZYPE CLAMP 1/2"
Yes | DV2856B | 11/16/2015 | WATER EH | WATER EH | PVC AP_COUP THR_1/2x1/4 | AP COUPLING REDUCER THREADED 1/2" x 1/4" | 6 | 16 | ZYPE COUPLING REDUCER THREADED 1/2" x 1/4" | ZYPE COUPLING REDUCER THREADED 1/2" x 1/4"
Yes | DV2856B | 11/16/2015 | WATER EH | WATER EH | PVC AP_IN RED_1x3/4 | AP INSIDE REDUCER 1" x 3/4" | 15 | 9 | ZYPE INSIDE REDUCER 1" x 3/4" | ZYPE INSIDE REDUCER 1" x 3/4"
Yes | DV2856B | 11/16/2015 | WATER EH | WATER EH | HOSE 8X12 B | HOSE 8 x 12 mm. BLUE color | 5 | 80 | TPUCO HOSE 8 x 12 mm. BLUE color (100 meter/roll) | TPUCO HOSE 8 x 12 mm. BLUE color (100 meter/roll)
Yes | DV2856B | 11/16/2015 | WATER EH | WATER EH | PRE MPC-06 | MASAKI LOW PRESSURE SWITCH MPC-06 | 2 | 800 | MASAKI LOW PRESSURE SWITCH MPC-06 | MASAKI LOW PRESSURE SWITCH MPC-06
Yes | DV2856B | 11/16/2015 | WATER EH | WATER EH | SP_CONN C602 | PUSH FITTING SPC 6 - 02 (6mm.x1/4) straight snap | 6 | 60 | PUSH FITTING SPC 6 - 02 (6mm.x1/4) straight snap | PUSH FITTING SPC 6 - 02 (6mm.x1/4) straight snap
Yes | DV2856B | 11/16/2015 | WATER EH | WATER EH | SP_CONNF602 | PUSH FITTING SPLF 6 - 02 (6mm.x1/4) female elbow | 5 | 60 | PUSH FITTING SPLF 6 - 02 (6mm.x1/4) female elbow | PUSH FITTING SPLF 6 - 02 (6mm.x1/4) female elbow
Yes | DV2856B | 11/16/2015 | WATER EH | WATER EH | PVC AP_COUP TRD_1 | AP COUPLING THREADED 1" | 6 | 18 | ZYPE COUPLING THREADED 1" | ZYPE COUPLING THREADED 1"
Yes | DV2856B | 11/16/2015 | WATER EH | WATER EH | ACCS_AIR H9908 | H9908 AIRCHECK - 1700 BRINE VALVE | 1 | 0 | H9908 AIRCHECK - 1700 BRINE VALVE | H9908 AIRCHECK - 1700 BRINE VALVE
Yes | DV2856B | 11/16/2015 | WATER EH | WATER EH | HOSE J1/2 | JOHN GUEST HOSE 1/2" WHITE color | 2 | 0 | JOHN GUEST HOSE 1/2" WHITE color (75 meter/roll) | JOHN GUEST HOSE 1/2" WHITE color (75 meter/roll)
Yes | DV2856B | 11/16/2015 | WATER EH | WATER EH | FRP BTW 180L | BRINE TANK 160L - 180L (white) | 1 | 4200 | BRINE TANK 160L - 180L WHITE | BRINE TANK 160L - 180L WHITE
Yes | DV2857B | 11/16/2015 | HEALTH CARE | HEALTH CARE MANIA | PVC AP_90ELB PLN_1/2 | AP 90° ELBOW PLAIN 1/2" | 30 | 10 | ZYPE 90° ELBOW PLAIN 1/2" | ZYPE 90° ELBOW PLAIN 1/2"
Yes | DV2857B | 11/16/2015 | HEALTH CARE | HEALTH CARE MANIA | SP_CONN E602 | PUSH FITTING SPE 6 - 02 (6mm.x1/4) tee plain | 4 | 60 | PUSH FITTING SPE 6 - 02 (6mm.x1/4) tee plain | PUSH FITTING SPE 6 - 02 (6mm.x1/4) tee plain
Yes | DV2857B | 11/16/2015 | HEALTH CARE | HEALTH CARE MANIA | SP_CONNF602 | PUSH FITTING SPLF 6 - 02 (6mm.x1/4) female elbow | 8 | 60 | PUSH FITTING SPLF 6 - 02 (6mm.x1/4) female elbow | PUSH FITTING SPLF 6 - 02 (6mm.x1/4) female elbow
Yes | DV2857B | 11/16/2015 | HEALTH CARE | HEALTH CARE MANIA | ACCS_FLSN | FLOAT SWITCH-NEW 3m. | 3 | 380 | WLS-1 FLOAT SWITCH-NEW 3m. | WLS-1 FLOAT SWITCH-NEW 3m.
Yes | DV2858B | 11/16/2015 | PURE F | PUREFLOW WATER SYSTEMS, INC. | FIL PRIME CBF10BB | PURE PRIME 10BB - CARBON Filter | 12 | 500 | PURE PRIME 10BB - CARBON Filter | PURE PRIME 10BB - CARBON Filter
Yes | DV2858B | 11/16/2015 | PURE F | PUREFLOW WATER SYSTEMS, INC. |  |  |  |  | #N/A
Yes | DV2859B | 11/16/2015 | JUNIOR GENITA | JUNIOR GENITA/GMAR | FIL EP 20SL | PENTEK EP - 20 SLIM | 1 | 580 | PENTEK EP - 20 SLIM | PENTEK EP - 20 SLIM
Yes | DV2859B | 11/16/2015 | JUNIOR GENITA | JUNIOR GENITA/GMAR | ACCS_HEAT | HEAT GUN AP1600W model | 1 | 550 | HEAT GUN AP1600W model | HEAT GUN AP1600W model
Yes | DV2859B | 11/16/2015 | JUNIOR GENITA | JUNIOR GENITA/GMAR | FIL HYDRO 20SL CBF(WO) | HYDROSEP 20SL - CARBON Block (w/O net inside) | 1 | 550 | HYDROSEP 20SL - CBF (carbon block filter) W/O NET | HYDROSEP 20SL - CBF (carbon block filter) W/O NET
Yes | DV2860B | 11/16/2015 | VALLE | MR. RODEL VALLE | JACO(Z-4068) | JACO Z-4068 3/8"x1/2" male elbow conn. (taiwan) | 1 | 80 | JACO Z-4068 - 3/8" x 1/2" male elbow connector (taiwan) | JACO Z-4068 - 3/8" x 1/2" male elbow connector (taiwan)
Yes | DV2860B | 11/16/2015 | VALLE | MR. RODEL VALLE | JAC_CONN 1088 | JACO FIBRA 1088 (1/2x1/2) 220psi | 1 | 74 | JACO FIBRA 1088 - 1/2mm x 1/2" male straight (US 220psi) | JACO FIBRA 1088 - 1/2mm x 1/2" male straight (US 220psi)
Yes | DV2860B | 11/16/2015 | VALLE | MR. RODEL VALLE | PUMP-APC 1 | AUTOMATIC PUMP CONTROL (MAC 03) | 1 | 1500 | MAZAKI AUTOMATIC PUMP CONTROL (MAC 03) | MAZAKI AUTOMATIC PUMP CONTROL (MAC 03)
Yes | DV2860B | 11/16/2015 | VALLE | MR. RODEL VALLE | JAC_CONN 4088 | JACO FIBRA 4088 (1/2x1/2) 220psi | 1 | 96 | JACO FIBRA 4088 - 1/2mm x 1/2" male elbow (US 220psi) | JACO FIBRA 4088 - 1/2mm x 1/2" male elbow (US 220psi)
Yes | DV2861B | 11/16/2015 | MAXI | MAXI SPRING PURIFIED WATER TATION | HOSE 8X12 B | HOSE 8 x 12 mm. BLUE color | 5 | 90 | TPUCO HOSE 8 x 12 mm. BLUE color (100 meter/roll) | TPUCO HOSE 8 x 12 mm. BLUE color (100 meter/roll)
Yes | DV2861B | 11/16/2015 | MAXI | MAXI SPRING PURIFIED WATER TATION | PVC - BVALVE 1" | BALL VALVE 1" | 2 | 106 | ZYPE BALL VALVE 1" | ZYPE BALL VALVE 1"
Yes | DV2861B | 11/16/2015 | MAXI | MAXI SPRING PURIFIED WATER TATION | PVC AP_PTN PLN_1 | AP PATENTE PLAIN 1" | 3 | 82 | ZYPE PATENTE PLAIN 1" | ZYPE PATENTE PLAIN 1"
Yes | DV2861B | 11/16/2015 | MAXI | MAXI SPRING PURIFIED WATER TATION | PRE MPC-06 | MASAKI LOW PRESSURE SWITCH MPC-06 | 1 | 1000 | MASAKI LOW PRESSURE SWITCH MPC-06 | MASAKI LOW PRESSURE SWITCH MPC-06
Yes | DV2861B | 11/16/2015 | MAXI | MAXI SPRING PURIFIED WATER TATION | VH_FLECK 5600 SED | FLECK VALVE HEAD 5600 SEDIMENT (U.S) | 1 | 8000 | FLECK VALVE HEAD 5600 SEDIMENT (U.S) | FLECK VALVE HEAD 5600 SEDIMENT (U.S)
Yes | DV2862B | 11/16/2015 | HAVA | HAVA PURE | FIL HYDRO 20 PP_1 | HYDROSEP 20SL - 5 MICRON | 1 | 120 | #N/A | HYDROSEP 20SL - 5 MICRON
Yes | DV2862B | 11/16/2015 | HAVA | HAVA PURE | FIL HYDRO 20 PP_1 | HYDROSEP 20SL - 1 MICRON | 2 | 120 | #N/A | HYDROSEP 20SL - 1 MICRON
Yes | DV2862B | 11/16/2015 | HAVA | HAVA PURE | FIL HYDRO 20SL CBF(WO) | HYDROSEP 20SL - CARBON Block (w/O net inside) | 1 | 550 | HYDROSEP 20SL - CBF (carbon block filter) W/O NET | HYDROSEP 20SL - CBF (carbon block filter) W/O NET
Yes | DV2863B | 11/16/2015 | PUNZALAN Z. | ZENAIDA PUNZALAN | FIL WR30 10BB | WATERCHECK 10BB - WR30 Pleated Polyester Catridge | 1 | 400 | WATERCHECK 10BB - WR30 (pleated polyester catridge) | WATERCHECK 10BB - WR30 (pleated polyester catridge)
Yes | DV2864B | 11/16/2015 | MAGCAMIT | MR. CARLO M . MAGCAMIT | ACCS_HEAT | HEAT GUN AP1600W model | 1 | 600 | HEAT GUN AP1600W model | HEAT GUN AP1600W model
Yes | DV2864B | 11/16/2015 | MAGCAMIT | MR. CARLO M . MAGCAMIT | FIL WC 20SLPP | WATERCHECK 20SL - 5 MICRON | 8 | 80 | #N/A | WATERCHECK 20SL - 5 MICRON
Yes | DV2864B | 11/16/2015 | MAGCAMIT | MR. CARLO M . MAGCAMIT | FIL WC 20SLPP | WATERCHECK 20SL - 1 MICRON | 8 | 80 | #N/A | WATERCHECK 20SL - 1 MICRON
Yes | DV2864B | 11/16/2015 | MAGCAMIT | MR. CARLO M . MAGCAMIT | FIL PRIME CBF20BB | PURE PRIME 20BB - CARBON Filter | 2 | 1000 | PURE PRIME 20BB - CARBON Filter | PURE PRIME 20BB - CARBON Filter
Yes | DV2865B | 11/16/2015 | AQUAMEGA- BAGONG SILANGAN | AQUAMEGA BAGONG SILANGAN | FIL HYDRO 20 PP_1 | HYDROSEP 20SL - 1 MICRON | 4 | 120 | #N/A | HYDROSEP 20SL - 1 MICRON
Yes | DV2865B | 11/16/2015 | AQUAMEGA- BAGONG SILANGAN | AQUAMEGA BAGONG SILANGAN | FIL HYDRO 20 PP_1 | HYDROSEP 20SL -5 MICRON | 4 | 120 | #N/A | HYDROSEP 20SL -5 MICRON
Yes | DV2866B | 11/16/2015 | DALGO D. | DANNY DALGO | FIL PRIME10SL-PP5 | PURE PRIME 10SL - 5 MICRON | 1 | 50 | PURE PRIME 10SL - 5 MICRON | PURE PRIME 10SL - 5 MICRON
Yes | DV2866B | 11/16/2015 | DALGO D. | DANNY DALGO | FIL PRIME CBF10SL | PURE PRIME 10SL - CARBON Filter | 1 | 160 | PURE PRIME 10SL - CARBON Filter | PURE PRIME 10SL - CARBON Filter
Yes | DV2867B | 11/16/2015 | SORIANO | HYDROMED TECHNICAL SERVICES | JAC_CONN 4544 | JACO FIBRA 4544 (1/4x1/4) 220psi | 4 | 90 | JACO FIBRA 4544 - 1/4mm x 1/4" female elbow (US 220psi) | JACO FIBRA 4544 - 1/4mm x 1/4" female elbow (US 220psi)
Yes | DV2867B | 11/16/2015 | SORIANO | HYDROMED TECHNICAL SERVICES | ACCS_PUSHR | PUSH BOTTON SWITCH RED (silver edition) | 2 | 200 | LAY37-Y090 PUSH BOTTON SWITCH RED (silver edition) | LAY37-Y090 PUSH BOTTON SWITCH RED (silver edition)
Yes | DV2867B | 11/16/2015 | SORIANO | HYDROMED TECHNICAL SERVICES | ACCS_PUSHG | PUSH BOTTON SWITCH GREEN (silver edition) | 1 | 200 | LAY37-Y090 PUSH BOTTON SWITCH GREEN (silver edition) | LAY37-Y090 PUSH BOTTON SWITCH GREEN (silver edition)
Yes | DV2867B | 11/16/2015 | SORIANO | HYDROMED TECHNICAL SERVICES | PRE PG 100 CLAMP | PRESSURE GAUGE 100 PSI - CLAMP | 1 | 450 | PRESSURE GAUGE 100 PSI - CLAMP | PRESSURE GAUGE 100 PSI - CLAMP
Yes | DV2868B | 11/16/2015 | ESGUERRA E | EDWIN ESGUERRA | UV LAMP 6GPM (AB) | ULTRA VIOLET LAMP 6 GPM - (aqua-b) | 1 | 1500 | ULTRA VIOLET AQUA-B LAMP 6 GPM (23W) | ULTRA VIOLET AQUA-B LAMP 6 GPM (23W)
Yes | DV2869BG | 11/16/2015 | AQUA LEDEM | AQUA LEDEM | GAL_SML CUP | SMALL CUP FOR SLIM CONTAINER | 10 | 3 | SMALL CUP FOR SLIM CONTAINER | SMALL CUP FOR SLIM CONTAINER
Yes | DV2869BG | 11/16/2015 | AQUA LEDEM | AQUA LEDEM | GAL_BIG CUP | BIG CUP FOR SLIM 5 CONTAINER | 20 | 8 | BIG CUP FOR SLIM 5 CONTAINER | BIG CUP FOR SLIM 5 CONTAINER
Yes | DV2869BG | 11/16/2015 | AQUA LEDEM | AQUA LEDEM | GAL_RND | ROUND CONTAINER 5 GALLON | 3 | 131 | ROUND CONTAINER 5 GALLON | ROUND CONTAINER 5 GALLON
Yes | DV2869BG | 11/16/2015 | AQUA LEDEM | AQUA LEDEM | GAL_SLIM | SLIM CONTAINER 5 GALLON | 7 | 131 | SLIM CONTAINER 5 GALLON | SLIM CONTAINER 5 GALLON
Yes | DV2870B | 11/17/2015 | KALAO | MS. BERNADETH S. KALALO | MF ANTRA | ANTHRACITE (James Cumming)) | 1 | 2100 | JAMES CUMMING ANTHRACITE 0.83mm | JAMES CUMMING ANTHRACITE 0.83mm
Yes | DV2870B | 11/17/2015 | KALAO | MS. BERNADETH S. KALALO | MF SSAND | SILICA SAND | 2 | 500 | SILICA SAND | SILICA SAND
Yes | DV2870B | 11/17/2015 | KALAO | MS. BERNADETH S. KALALO | MF PBL5 | PEBBLES #5 | 1 | 500 | PEBBLES #5 | PEBBLES #5
Yes | DV2870B | 11/17/2015 | KALAO | MS. BERNADETH S. KALALO | MF PBL10 | PEBBLES #20 | 2 | 500 | #N/A | PEBBLES #20
Yes | DV2870B | 11/17/2015 | KALAO | MS. BERNADETH S. KALALO | MEM_EPJ | ESPA 4 - JAPAN | 1 | 12500 | HYDRONOUTICS ESPA 4 - JAPAN | HYDRONOUTICS ESPA 4 - JAPAN
Yes | DV2870B | 11/17/2015 | KALAO | MS. BERNADETH S. KALALO | MF ACT. CBF PURE8x12 | PURE PRIME ACTIVATED CARBON 8 x 12 | 2 | 2500 | PURE PRIME ACTIVATED CARBON 8 x 12 | PURE PRIME ACTIVATED CARBON 8 x 12
Yes | DV2871B | 11/17/2015 | ALONZO, J. | JING ALONZO | JAC_CONN 2544 | JACO FIBRA 2544 (1/4x1/4) 220psi | 1 | 80 | JACO FIBRA 2544 - 1/4mm x 1/4" female straight (US 220psi) | JACO FIBRA 2544 - 1/4mm x 1/4" female straight (US 220psi)
Yes | DV2872B | 11/20/2015 | PUREFILTER | PUREFILTER TRADING | FIL NB WP5 - 10SL | PUREGEN 10SL - WP 5 MICRON | 750 | 35 | #N/A | PUREGEN 10SL - WP 5 MICRON
Yes | DV2873B | 11/17/2015 | PONCEHARD | MADRIAGA WATER SYSTEM SUPPLIES | ACCS_FLSN | FLOAT SWITCH-NEW 3m. | 2 | 380 | WLS-1 FLOAT SWITCH-NEW 3m. | WLS-1 FLOAT SWITCH-NEW 3m.
Yes | DV2874B | 11/17/2015 | SOLAR ICE | SOLAR ICE ENTERPRISES | PVC - B MA3/4 | CLASS B - MALE ADAPTOR 3/4" | 20 | 12 | CLASS B - MALE ADAPTOR 3/4" | CLASS B - MALE ADAPTOR 3/4"
Yes | DV2874B | 11/17/2015 | SOLAR ICE | SOLAR ICE ENTERPRISES | FIL EMP 2in1 10SL | EMPRESS 10SL 2 in 1 FILTER | 6 | 200 | EMPRESS 10SL 2 in 1 FILTER | EMPRESS 10SL 2 in 1 FILTER
Yes | DV2874B | 11/17/2015 | SOLAR ICE | SOLAR ICE ENTERPRISES | HOUSING EMP SCH_10 | EMPRESS SLIM CLEAR HOUSING 10SL npt 1/4" | 6 | 350 | EMPRESS SLIM CLEAR HOUSING 10" npt 1/4" | EMPRESS SLIM CLEAR HOUSING 10" npt 1/4"
Yes | DV2875BG | 11/17/2015 | JUANICO J. | JAZ JUANICO | GAL_RND | ROUND CONTAINER 5 GALLON | 1 | 131 | ROUND CONTAINER 5 GALLON | ROUND CONTAINER 5 GALLON
Yes | DV2875BG | 11/17/2015 | JUANICO J. | JAZ JUANICO | GAL_PSF | PIPESTAND w/ FAUCET FOR ROUND CONT. | 1 | 450 | PIPESTAND w/ FAUCET FOR ROUND CONT. | PIPESTAND w/ FAUCET FOR ROUND CONT.
Yes | DV2876B | 11/17/2015 | VITALITE EM | VITALITE EMPLOYEE / PERSONAL | FIL WC 10SL-PP | WATERCHECK 10SL - 5 MICRON | 2 | 40 | #N/A | WATERCHECK 10SL - 5 MICRON
Yes | DV2876B | 11/17/2015 | VITALITE EM | VITALITE EMPLOYEE / PERSONAL | FIL WC 10SL-CBF | WATERCHECK 10SL - CBF | 1 | 140 | #N/A | WATERCHECK 10SL - CBF
Yes | DV2877B | 11/17/2015 | GLOBAL STREAM | LIVING STREAM | ACCS_BRAC D20S | BRACKET STAINLESS for D2S 20" | 2 | 350 | BRACKET STAINLESS D2S 20" | BRACKET STAINLESS D2S 20"
Yes | DV2877B | 11/17/2015 | GLOBAL STREAM | LIVING STREAM | ACCS_STS | STRAINER H 2805 | 1 | 0 | #N/A | STRAINER H 2805
Yes | DV2877B | 11/17/2015 | GLOBAL STREAM | LIVING STREAM | VH MSED | MANUAL HEAD SEDIMENT F56A3 2.5" | 1 | 1200 | RUNXIN MANUAL HEAD F56A3 SEDIMENT (4m³/h) | RUNXIN MANUAL HEAD F56A3 SEDIMENT (4m³/h)
Yes | DV2877B | 11/17/2015 | GLOBAL STREAM | LIVING STREAM | PVC AP_PTN PLN_3/4 | AP PATENTE PLAIN 3/4" | 10 | 55 | ZYPE PATENTE PLAIN 3/4" | ZYPE PATENTE PLAIN 3/4"
Yes | DV2877B | 11/17/2015 | GLOBAL STREAM | LIVING STREAM | PRE PG 350 CLAMP | PRESSURE GAUGE 350 PSI - CLAMP | 2 | 450 | PRESSURE GAUGE 350 PSI - CLAMP | PRESSURE GAUGE 350 PSI - CLAMP
Yes | DV2877B | 11/17/2015 | GLOBAL STREAM | LIVING STREAM | PVC- TEFLON | TEFLON TAPE | 10 | 15 | TITANIUM TEFLON TAPE 3/4" | TITANIUM TEFLON TAPE 3/4"
Yes | DV2877B | 11/17/2015 | GLOBAL STREAM | LIVING STREAM | PVC - B MA3/4 | CLASS B - MALE ADAPTOR 3/4" | 20 | 16 | CLASS B - MALE ADAPTOR 3/4" | CLASS B - MALE ADAPTOR 3/4"
Yes | DV2877B | 11/17/2015 | GLOBAL STREAM | LIVING STREAM | PVC AP_IN RED_1x3/4 | AP INSIDE REDUCER 1" x 3/4" | 3 | 11 | ZYPE INSIDE REDUCER 1" x 3/4" | ZYPE INSIDE REDUCER 1" x 3/4"
Yes | DV2877B | 11/17/2015 | GLOBAL STREAM | LIVING STREAM | PVC - BVALVE 1/2 | BALL VALVE 1/2 | 4 | 57 | #N/A | BALL VALVE 1/2
Yes | DV2877B | 11/17/2015 | GLOBAL STREAM | LIVING STREAM | PVC - BVALVE 3/4 | BALL VALVE 3/4 | 3 | 74 | #N/A | BALL VALVE 3/4
Yes | DV2877B | 11/17/2015 | GLOBAL STREAM | LIVING STREAM | PVC - P1/2 | PIPE 1/2 | 2 | 140 | ZYPE PIPE 1/2" | ZYPE PIPE 1/2"
Yes | DV2877B | 11/17/2015 | GLOBAL STREAM | LIVING STREAM | PVC - P3/4 | PIPE 3/4 | 2 | 212 | ZYPE PIPE 3/4 | ZYPE PIPE 3/4
Yes | DV2877B | 11/17/2015 | GLOBAL STREAM | LIVING STREAM | PVC - P1 | PIPE 1" | 1 | 344 | ZYPE PIPE 1" | ZYPE PIPE 1"
Yes | DV2878B | 11/17/2015 | Y2K | Y2K | ACCS_STSB | STRAINER H 2807 Fleck Bottom Distribution (6"-12") | 1 | 250 | STRAINER H 2807 BOTTOM (6"-12") | STRAINER H 2807 BOTTOM (6"-12")
Yes | DV2879B | 11/17/2015 | ESTORES | GLORIA ESTORES | FIL PRIME10SL-PP5 | PURE PRIME 10SL - 5 MICRON | 1 | 45 | PURE PRIME 10SL - 5 MICRON | PURE PRIME 10SL - 5 MICRON
Yes | DV2880B | 11/17/2015 | MONTENEGRO | JOHN MONTENEGRO | ACCS_FLCR | RADAR FLUID LEVEL CONTROLLER | 1 | 280 | ST-70AB RADAR FLUID LEVEL CONTROLLER | ST-70AB RADAR FLUID LEVEL CONTROLLER
Yes | DV2880B | 11/17/2015 | MONTENEGRO | JOHN MONTENEGRO | FIL NB WP20 - 20SL | PUREGEN 20SL - WP 20 MICRON | 5 | 120 | #N/A | PUREGEN 20SL - WP 20 MICRON
Yes | DV2880B | 11/17/2015 | MONTENEGRO | JOHN MONTENEGRO | FILAB 10-0.22 | ABSOLUTE FILTER 10SL - 0.2mic. (250mm) | 1 | 460 | ABSOLUTE FILTER 10SL - 0.2 MICRON (250mm) | ABSOLUTE FILTER 10SL - 0.2 MICRON (250mm)
Yes | DV2880B | 11/17/2015 | MONTENEGRO | JOHN MONTENEGRO | FIL WC 10SL-PP | WATERCHECK 10SL - 5 MICRON | 3 | 35 | #N/A | WATERCHECK 10SL - 5 MICRON
Yes | DV2880B | 11/17/2015 | MONTENEGRO | JOHN MONTENEGRO | FIL WC 10SL-PP | WATERCHECK 10SL - 1 MICRON | 1 | 35 | #N/A | WATERCHECK 10SL - 1 MICRON
Yes | DV2880B | 11/17/2015 | MONTENEGRO | JOHN MONTENEGRO | FIL WC 20SLPP | WATERCHECK 20SL - 20 MICRON | 3 | 75 | #N/A | WATERCHECK 20SL - 20 MICRON
Yes | DV2880B | 11/17/2015 | MONTENEGRO | JOHN MONTENEGRO | FIL WC 20SLPP | WATERCHECK 20SL - 5 MICRON | 9 | 75 | #N/A | WATERCHECK 20SL - 5 MICRON
Yes | DV2880B | 11/17/2015 | MONTENEGRO | JOHN MONTENEGRO | FIL WC 20SLPP | WATERCHECK 20SL - 1 MICRON | 4 | 75 | #N/A | WATERCHECK 20SL - 1 MICRON
Yes | DV2881B | 11/17/2015 | JLL | JLL FILTRATION EQUIP. INSTALLATION & REPAIR SERVICES | PVC AP_90ELB PLN_1/2 | AP 90° ELBOW PLAIN 1/2" | 15 | 10 | ZYPE 90° ELBOW PLAIN 1/2" | ZYPE 90° ELBOW PLAIN 1/2"
Yes | DV2881B | 11/17/2015 | JLL | JLL FILTRATION EQUIP. INSTALLATION & REPAIR SERVICES | SP_CONN L604 | PUSH FITTING SPL 6 - 04 (6mm.x1/2) male elbow | 2 | 80 | PUSH FITTING SPL 6 - 04 (6mm.x1/2) male elbow | PUSH FITTING SPL 6 - 04 (6mm.x1/2) male elbow
Yes | DV2881B | 11/17/2015 | JLL | JLL FILTRATION EQUIP. INSTALLATION & REPAIR SERVICES | PVC AP_COUP PLN_1/2 | AP COUPLING PLAIN 1/2" | 2 | 6 | ZYPE COUPLING PLAIN 1/2" | ZYPE COUPLING PLAIN 1/2"
Yes | DV2881B | 11/17/2015 | JLL | JLL FILTRATION EQUIP. INSTALLATION & REPAIR SERVICES | SP_CONNF602 | PUSH FITTING SPLF 6 - 02 (6mm.x1/4) female elbow | 2 | 80 | PUSH FITTING SPLF 6 - 02 (6mm.x1/4) female elbow | PUSH FITTING SPLF 6 - 02 (6mm.x1/4) female elbow
Yes | DV2882B | 11/17/2015 | ALKA MAX | ALKA MAX | ACCS_TDS LTHR | TDS METER w/ LEATHER CASE | 1 | 1200 | HM-3 TDS METER w/ LEATHER CASE | HM-3 TDS METER w/ LEATHER CASE
Yes | DV2882B | 11/17/2015 | ALKA MAX | ALKA MAX | FIL WC 20SLPP | WATERCHECK 20SL - 5 MICRON | 5 | 70 | #N/A | WATERCHECK 20SL - 5 MICRON
Yes | DV2882B | 11/17/2015 | ALKA MAX | ALKA MAX | FIL WC 20SLPP | WATERCHECK 20SL - 1 MICRON | 5 | 70 | #N/A | WATERCHECK 20SL - 1 MICRON
Yes | DV2883B | 11/17/2015 | SAMSON | JUANITO SAMSON | FCET_01 | GF 01 FAUCET - STAINLESS knob SN-60 | 1 | 650 | GF 01 FAUCET - STAINLESS knob SN-60 | GF 01 FAUCET - STAINLESS knob SN-60
Yes | DV2884B | 11/17/2015 | FILTRADE | FILTRADE | FIL WC 20SLPP | WATERCHECK 20SL - 1 MICRON | 1 | 80 | #N/A | WATERCHECK 20SL - 1 MICRON
Yes | DV2884B | 11/17/2015 | FILTRADE | FILTRADE | FIL WC 20SLPP | WATERCHECK 20SL - 5 MICRON | 1 | 80 | #N/A | WATERCHECK 20SL - 5 MICRON
Yes | DV2884B | 11/17/2015 | FILTRADE | FILTRADE | FIL PRIME CBF20SL | PURE PRIME 20SL - CARBON Filter | 4 | 300 | PURE PRIME 20SL - CARBON Filter | PURE PRIME 20SL - CARBON Filter
Yes | DV2885B | 11/17/2015 | WI_DUAYAN | ALBERT DUAYAN | FIL HYDRO 20 PP_1 | HYDROSEP 20SL -10 MICRON | 1 | 95 | #N/A | HYDROSEP 20SL -10 MICRON
Yes | DV2885B | 11/17/2015 | WI_DUAYAN | ALBERT DUAYAN | FIL HYDRO 20 PP_1 | HYDROSEP 20SL - 1 MICRON | 1 | 95 | #N/A | HYDROSEP 20SL - 1 MICRON
Yes | DV2885B | 11/17/2015 | WI_DUAYAN | ALBERT DUAYAN | FIL HYDRO 20 PP_1 | HYDROSEP 20SL -5 MICRON | 2 | 95 | #N/A | HYDROSEP 20SL -5 MICRON
Yes | DV2885B | 11/17/2015 | WI_DUAYAN | ALBERT DUAYAN | FIL HYDRO 20SL CBF(WO) | HYDROSEP 20SL - CARBON Block (w/O net inside) | 1 | 550 | HYDROSEP 20SL - CBF (carbon block filter) W/O NET | HYDROSEP 20SL - CBF (carbon block filter) W/O NET
Yes | DV2885B | 11/17/2015 | WI_DUAYAN | ALBERT DUAYAN | PVC AP_PTN PLN_1/2 | AP PATENTE PLAIN 1/2" | 2 | 62 | ZYPE PATENTE PLAIN 1/2" | ZYPE PATENTE PLAIN 1/2"
Yes | DV2885B | 11/17/2015 | WI_DUAYAN | ALBERT DUAYAN | PVC AP_PTN TRD_1/2 | AP PATENTE THREADED 1/2" | 1 | 69 | ZYPE PATENTE THREADED 1/2" | ZYPE PATENTE THREADED 1/2"
Yes | DV2885B | 11/17/2015 | WI_DUAYAN | ALBERT DUAYAN | PRE FM5 Z-3002 | FLOWMETER PANEL 5 GPM AQUA (215mm-LONG) | 2 | 950 | FLOWMETER PANEL 5 GPM (AQUA 215mm-LONG) | FLOWMETER PANEL 5 GPM (AQUA 215mm-LONG)
Yes | DV2887B | 11/17/2015 | ETHAN | ETHAN WATER c/o OSCAR PADILLA JR. | FIL CCK(UDF10"-B)SL | CCK BLUE PLUMP GAC CARTRIDGE UDF10"-SL | 1 | 250 | CCK BLUE PLUMP GAC CARTRIDGE UDF10"-SL | CCK BLUE PLUMP GAC CARTRIDGE UDF10"-SL
Yes | DV2887B | 11/17/2015 | ETHAN | ETHAN WATER c/o OSCAR PADILLA JR. | FIL EPM 10SL | PENTEK EPM - 10SL | 4 | 300 | PENTEK EPM - 10SLIM | PENTEK EPM - 10SLIM
Yes | DV2888B | 11/17/2015 | LEGARDA A. | ANTONIO LEGARDA | FIL PRIME20SL-PP5 | PURE PRIME 20SL - 5 MICRON | 1 | 100 | PURE PRIME 20SL - 5 MICRON | PURE PRIME 20SL - 5 MICRON
Yes | DV2889B | 11/17/2015 | AQUA BANK | CL8 TRADING & WATER FILTRATION SERVICES | PVC - C-711-0.5L | PVC 711 CEMENT | 2 | 576 | WELD-ON PVC 711 CEMENT 16oz. | WELD-ON PVC 711 CEMENT 16oz.
Yes | DV2891B | 11/17/2015 | AEROASIA | MEDCONASIA INCORPORATED | ACCS_SPNR SL T | SPANNER WRENCH SLIM 20" TAIWAN | 2 | 100 | (zero price) SPANNER WRENCH SLIM 20" TAIWAN (BLACK) | (zero price) SPANNER WRENCH SLIM 20" TAIWAN (BLACK)
Yes | DV2891B | 11/17/2015 | AEROASIA | MEDCONASIA INCORPORATED | ACCS_CTR 230 | AQ 230 SB - CONDUCTIVITY MONITOR | 1 | 1800 | AQ 230 SB CONDUCTIVITY MONITOR | AQ 230 SB CONDUCTIVITY MONITOR
Yes | DV2891B | 11/17/2015 | AEROASIA | MEDCONASIA INCORPORATED | FILAB 20-0.22 | ABSOLUTE FILTER 20SL - 0.2mic. (499mm) | 12 | 920 | ABSOLUTE FILTER 20SL - 0.2 MICRON (499mm) | ABSOLUTE FILTER 20SL - 0.2 MICRON (499mm)
Yes | DV2891B | 11/17/2015 | AEROASIA | MEDCONASIA INCORPORATED | PUMP-TVP | TEKNA ELECTRONIC MATERIAL PUMP - AKS603NHP0800 | 1 | 12000 | TEKNA ELECTRONIC MATERIAL PUMP - AKS603NHP0800 | TEKNA ELECTRONIC MATERIAL PUMP - AKS603NHP0800
Yes | DV2892B | 11/17/2015 | OLIVER | MR. OLIVERIO CACCAM | ACCS_TDS LTHR | TDS METER w/ LEATHER CASE | 1 | 900 | HM-3 TDS METER w/ LEATHER CASE | HM-3 TDS METER w/ LEATHER CASE
Yes | DV2892B | 11/17/2015 | OLIVER | MR. OLIVERIO CACCAM | PVC - BVALVE 1" | BALL VALVE 1" | 2 | 90 | ZYPE BALL VALVE 1" | ZYPE BALL VALVE 1"
Yes | DV2892B | 11/17/2015 | OLIVER | MR. OLIVERIO CACCAM | PUMP-APC 2 | AUTOMATIC PRESS CONTROL (MAC 02) | 2 | 1500 | MAZAKI AUTOMATIC PRESS CONTROL (MAC 02) | MAZAKI AUTOMATIC PRESS CONTROL (MAC 02)
Yes | DV2892B | 11/17/2015 | OLIVER | MR. OLIVERIO CACCAM | PUMP-APC 1 | AUTOMATIC PUMP CONTROL (MAC 03) | 2 | 1500 | MAZAKI AUTOMATIC PUMP CONTROL (MAC 03) | MAZAKI AUTOMATIC PUMP CONTROL (MAC 03)
Yes | DV2892B | 11/17/2015 | OLIVER | MR. OLIVERIO CACCAM | PUMP ATS550 | AQUA TEDELA ATS-550 3/4hp (0.55kw) | 1 | 3610 | AQUA TEDELA ATS-550 3/4hp (0.55kw) | AQUA TEDELA ATS-550 3/4hp (0.55kw)
Yes | DV2892B | 11/17/2015 | OLIVER | MR. OLIVERIO CACCAM | PUMP ATS1000 | AQUA TEDELA ATS-1000 1.3hp (1kw) | 1 | 4370 | AQUA TEDELA ATS-1000 1.3hp (1kw) | AQUA TEDELA ATS-1000 1.3hp (1kw)
Yes | DV2894B | 11/17/2015 | OROCAY | MR. ROD OROCAY | MF RESIN H-C100E | RESIN H-C 100E (new) | 2 | 1500 | HI-GRADE RESIN H-C 100E | HI-GRADE RESIN H-C 100E
Yes | DV2894B | 11/17/2015 | OROCAY | MR. ROD OROCAY | MF ACT. CBF PURE8x12 | PURE PRIME ACTIVATED CARBON 8 x 12 | 1 | 2200 | PURE PRIME ACTIVATED CARBON 8 x 12 | PURE PRIME ACTIVATED CARBON 8 x 12
Yes | DV2894B | 11/17/2015 | OROCAY | MR. ROD OROCAY | MF ANTRA | ANTHRACITE (James Cumming)) | 1 | 1800 | JAMES CUMMING ANTHRACITE 0.83mm | JAMES CUMMING ANTHRACITE 0.83mm
Yes | DV2895B | 11/17/2015 | AQUA MONINA | AQUA MONINA | FIL WC 20SLPP | WATERCHECK 20SL - 5 MICRON | 1 | 100 | #N/A | WATERCHECK 20SL - 5 MICRON
Yes | DV2895B | 11/17/2015 | AQUA MONINA | AQUA MONINA | FIL WC 20SLPP | WATERCHECK 20SL - 1 MICRON | 1 | 100 | #N/A | WATERCHECK 20SL - 1 MICRON
Yes | DV2895B | 11/17/2015 | AQUA MONINA | AQUA MONINA | FIL WC 20SL-CBF | WATERCHECK 20SL - CBF | 2 | 400 | #N/A | WATERCHECK 20SL - CBF
Yes | DV2895B | 11/17/2015 | AQUA MONINA | AQUA MONINA | PRE MPC2 | MAZAKI brand MPC-2 | 1 | 550 | MAZAKI PRESSURE SWITCH MPC-2 | MAZAKI PRESSURE SWITCH MPC-2
Yes | DV2895B | 11/17/2015 | AQUA MONINA | AQUA MONINA | ACCS_HC | HOSE CONNECTOR for PRESSURE TANK | 1 | 0 | HOSE CONNECTOR for PRESSURE TANK | HOSE CONNECTOR for PRESSURE TANK
Yes | DV2895B | 11/17/2015 | AQUA MONINA | AQUA MONINA | TANK_21L HYBLUE | PRESSURE TANK 22.7ltrs. (6 gallon) blue HYDROSEP | 1 | 2100 | (bdle) PRESSURE TANK 6 GALLON/22.7L. HYDROSEP BLUE w/ CONNECTOR | (bdle) PRESSURE TANK 6 GALLON/22.7L. HYDROSEP BLUE w/ CONNECTOR
Yes | DV2895B | 11/17/2015 | AQUA MONINA | AQUA MONINA | PUMP ATS550 | AQUA TEDELA ATS-550 3/4hp (0.55kw) | 1 | 3800 | AQUA TEDELA ATS-550 3/4hp (0.55kw) | AQUA TEDELA ATS-550 3/4hp (0.55kw)
Yes | DV2896B | 11/17/2015 | JOLY | JOLY FOOD INDUSTRIAL CORP. | PVC - C -711-32OZ. | PVC 711 CEMENT 32oz. | 1 | 1080 | WELD-ON PVC 711 CEMENT 32oz. | WELD-ON PVC 711 CEMENT 32oz.
Yes | DV2896B | 11/17/2015 | JOLY | JOLY FOOD INDUSTRIAL CORP. | PVC AP_90ELB PLN_1*1/2 | AP 90° ELBOW PLAIN 1*1/2" | 6 | 68 | ZYPE 90° ELBOW PLAIN 1*1/2" | ZYPE 90° ELBOW PLAIN 1*1/2"
Yes | DV2896B | 11/17/2015 | JOLY | JOLY FOOD INDUSTRIAL CORP. | PVC - BVALVE 1x1/2 | BALL VALVE 1*1/2 | 2 | 208 | ZYPE BALL VALVE 1*1/2" | ZYPE BALL VALVE 1*1/2"
Yes | DV2896B | 11/17/2015 | JOLY | JOLY FOOD INDUSTRIAL CORP. | PVC - P 1x1/2 | PIPE 1*1/2 | 1 | 570 | ZYPE PIPE 1*1/2" | ZYPE PIPE 1*1/2"
Yes | DV2896B | 11/17/2015 | JOLY | JOLY FOOD INDUSTRIAL CORP. | PVC - BVALVE 2" | BALL VALVE 2" | 6 | 308 | ZYPE BALL VALVE 2" | ZYPE BALL VALVE 2"
Yes | DV2896B | 11/17/2015 | JOLY | JOLY FOOD INDUSTRIAL CORP. | PVC AP_90ELB PLN_2 | AP 90° ELBOW PLAIN 2" | 8 | 130 | ZYPE 90° ELBOW PLAIN 2" | ZYPE 90° ELBOW PLAIN 2"
Yes | DV2896B | 11/17/2015 | JOLY | JOLY FOOD INDUSTRIAL CORP. | PVC - P2 | PIPE 2" | 2 | 1080 | ZYPE PIPE 2" | ZYPE PIPE 2"
Yes | DV2898B | 11/17/2015 | SNQ | SNQ AQUA | FIL HYDRO 20 PP_1 | HYDROSEP 20SL - 5 MICRON | 10 | 95 | #N/A | HYDROSEP 20SL - 5 MICRON
Yes | DV2898B | 11/17/2015 | SNQ | SNQ AQUA | FIL HYDRO 20 PP_1 | HYDROSEP 20SL - 1 MICRON | 5 | 95 | #N/A | HYDROSEP 20SL - 1 MICRON
Yes | DV2898B | 11/17/2015 | SNQ | SNQ AQUA | PRE VALVE 1/2" QUEEN | SOLENOID VALVE 1/2" BRASS QUEEN - 20kgs. | 1 | 1800 | SOLENOID VALVE 1/2" BRASS QUEEN (20kgs.) | SOLENOID VALVE 1/2" BRASS QUEEN (20kgs.)
Yes | DV2899B | 11/17/2015 | HAGIOS | HAGIOS WATER STATION SUPPLIES | FIL WC 20SLPP | WATERCHECK 20SL -1 MICRON | 4 | 100 | #N/A | WATERCHECK 20SL -1 MICRON
Yes | DV2899B | 11/17/2015 | HAGIOS | HAGIOS WATER STATION SUPPLIES | FIL HYDRO 20SL CBF(WO) | HYDROSEP 20SL - CARBON Block (w/O net inside) | 1 | 550 | HYDROSEP 20SL - CBF (carbon block filter) W/O NET | HYDROSEP 20SL - CBF (carbon block filter) W/O NET
Yes | DV2900B | 11/20/2015 | LIQUIPURE | LIQUIPURE BAGUIO | ACCS_STS | STRAINER H 2805 Fleck Top Distribution (6"-12") | 2 | 0 | STRAINER H 2805 TOP (6"-12") | STRAINER H 2805 TOP (6"-12")
Yes | DV2900B | 11/20/2015 | LIQUIPURE | LIQUIPURE BAGUIO | VH MSED | MANUAL HEAD SEDIMENT F56A3 2.5" | 2 | 1000 | RUNXIN MANUAL HEAD F56A3 SEDIMENT (4m³/h) | RUNXIN MANUAL HEAD F56A3 SEDIMENT (4m³/h)
Yes | DV2900B | 11/20/2015 | LIQUIPURE | LIQUIPURE BAGUIO | FIL WC 10SL-CBF | WATERCHECK 10SL - CBF Carbon Block Filter | 20 | 150 | WATERCHECK 10SL - CBF (carbon block filter) | WATERCHECK 10SL - CBF (carbon block filter)
Yes | DV2900B | 11/20/2015 | LIQUIPURE | LIQUIPURE BAGUIO | FIL WC 20SL-CBF | WATERCHECK 20SL - CBF Carbon Block Filter | 10 | 280 | WATERCHECK 20SL - CBF (carbon block filter) | WATERCHECK 20SL - CBF (carbon block filter)
Yes | DV2900B | 11/20/2015 | LIQUIPURE | LIQUIPURE BAGUIO | FIL WC 20SLPP | WATERCHECK 20SL -5 MICRON | 15 | 70 | #N/A | WATERCHECK 20SL -5 MICRON
Yes | DV2900B | 11/20/2015 | LIQUIPURE | LIQUIPURE BAGUIO | ACCS_SCREW1 | SCREW for SL HOUSING | 12 | 0 | SCREW FOR SL HOUSING | SCREW FOR SL HOUSING
Yes | DV2900B | 11/20/2015 | LIQUIPURE | LIQUIPURE BAGUIO | ACCS_BRAC ST | BRACKET STEEL TAIWAN (new) | 3 | 0 | BRACKET STEEL TAIWAN (NEW) | BRACKET STEEL TAIWAN (NEW)
Yes | DV2900B | 11/20/2015 | LIQUIPURE | LIQUIPURE BAGUIO | ACCS_SPNR SL T | SPANNER WRENCH SLIM 20" TAIWAN | 1 | 0 | (zero price) SPANNER WRENCH SLIM 20" TAIWAN (BLACK) | (zero price) SPANNER WRENCH SLIM 20" TAIWAN (BLACK)
Yes | DV2900B | 11/20/2015 | LIQUIPURE | LIQUIPURE BAGUIO | HOUSING SCH_10S | SLIM CLEAR HOUSING 10" npt 3/4" Taiwan | 3 | 550 | (bdle) SLIM CLEAR HOUSING 10" npt 3/4" TAIWAN w/ ACCS. | (bdle) SLIM CLEAR HOUSING 10" npt 3/4" TAIWAN w/ ACCS.
Yes | DV2900B | 11/20/2015 | LIQUIPURE | LIQUIPURE BAGUIO | ROM_LCLE4040 | FILMTEC BW30 40 x 40 L.C-LE | 1 | 10500 | FILMTEC BW30 40 x 40 L.C.L.E | FILMTEC BW30 40 x 40 L.C.L.E
Yes | DV2901B | 11/20/2015 | JOLY | JOLY FOOD INDUSTRIAL CORP. | MF RESIN H-C100E | RESIN H-C 100E (new) | 2 | 2200 | HI-GRADE RESIN H-C 100E | HI-GRADE RESIN H-C 100E
Yes | DV2902B | 11/20/2015 | ISLAND PLASTIC | ISLAND PLASTIC | SP_CONNF604 | PUSH FITTING SPLF 6-04 (6mm.x1/2) female elbow | 1 | 60 | PUSH FITTING SPLF 6 - 04 (6mm.x1/2) female elbow | PUSH FITTING SPLF 6 - 04 (6mm.x1/2) female elbow
Yes | DV2903B | 11/20/2015 | ESGUERRA E | EDWIN ESGUERRA | SP_FSPLF1/4" | FITTING STAINLESS SPLF 1/4" (4x7.5) fm. Elb. Thrd. | 1 | 100 | FITTING STAINLESS SPLF 1/4" (4x7.5) female elbow | FITTING STAINLESS SPLF 1/4" (4x7.5) female elbow
Yes | DV2904B | 11/20/2015 | WATER EH | WATER EH | PVC AP_COUP TRD_1/2 | AP COUPLING THREADED 1/2" | 20 | 8.5 | ZYPE COUPLING THREADED 1/2" | ZYPE COUPLING THREADED 1/2"
Yes | DV2904B | 11/20/2015 | WATER EH | WATER EH | PVC AP_COUP TRD_3/4 | AP COUPLING THREADED 3/4" | 6 | 13 | ZYPE COUPLING THREADED 3/4" | ZYPE COUPLING THREADED 3/4"
Yes | DV2904B | 11/20/2015 | WATER EH | WATER EH | PVC AP_COUP TRD_1 | AP COUPLING THREADED 1" | 4 | 18 | ZYPE COUPLING THREADED 1" | ZYPE COUPLING THREADED 1"
Yes | DV2904B | 11/20/2015 | WATER EH | WATER EH | HOUSING CBA-304-4 | HOUSING FOR RESIN 20SL PLASTIC | 1 | 180 | HOUSING FOR RESIN 20SL PLASTIC | HOUSING FOR RESIN 20SL PLASTIC
Yes | DV2904B | 11/20/2015 | WATER EH | WATER EH | MEM_ULP11-4040 | VONTRON MEMBRANE ULP11 - 40 x 40 | 3 | 6500 | VONTRON MEMBRANE ULP11 40 x 40 | VONTRON MEMBRANE ULP11 40 x 40
Yes | DV2904B | 11/20/2015 | WATER EH | WATER EH | ACCS_FS | FOOTSWITCH | 4 | 380 | SFMP-1 FOOT SWITCH | SFMP-1 FOOT SWITCH
Yes | DV2904B | 11/20/2015 | WATER EH | WATER EH | ACCS_HEAT | HEAT GUN AP1600W model | 4 | 550 | HEAT GUN AP1600W model | HEAT GUN AP1600W model
Yes | DV2904B | 11/20/2015 | WATER EH | WATER EH | PVC AP_COUP THR_1/2x1/4 | AP COUPLING REDUCER THREADED 1/2" x 1/4" | 10 | 16 | ZYPE COUPLING REDUCER THREADED 1/2" x 1/4" | ZYPE COUPLING REDUCER THREADED 1/2" x 1/4"
Yes | DV2904B | 11/20/2015 | WATER EH | WATER EH | PVC AP_IN RED_3/4x1/2 | AP INSIDE REDUCER 3/4" x 1/2" | 30 | 5 | ZYPE INSIDE REDUCER 3/4" x 1/2" | ZYPE INSIDE REDUCER 3/4" x 1/2"
Yes | DV2904B | 11/20/2015 | WATER EH | WATER EH | PVC AP_IN RED_1x3/4 | AP INSIDE REDUCER 1" x 3/4" | 30 | 9 | ZYPE INSIDE REDUCER 1" x 3/4" | ZYPE INSIDE REDUCER 1" x 3/4"
Yes | DV2904B | 11/20/2015 | WATER EH | WATER EH | PVC - BVALVE 3/4 | BALL VALVE 3/4 | 12 | 63 | #N/A | BALL VALVE 3/4
Yes | DV2904B | 11/20/2015 | WATER EH | WATER EH | PVC - BVALVE 1" | BALL VALVE 1" | 5 | 90 | ZYPE BALL VALVE 1" | ZYPE BALL VALVE 1"
Yes | DV2904B | 11/20/2015 | WATER EH | WATER EH | PVC AP_PTN PLN_1/2 | AP PATENTE PLAIN 1/2" | 30 | 50 | ZYPE PATENTE PLAIN 1/2" | ZYPE PATENTE PLAIN 1/2"
Yes | DV2904B | 11/20/2015 | WATER EH | WATER EH | PVC AP_PTN PLN_3/4 | AP PATENTE PLAIN 3/4" | 30 | 62 | ZYPE PATENTE PLAIN 3/4" | ZYPE PATENTE PLAIN 3/4"
Yes | DV2904B | 11/20/2015 | WATER EH | WATER EH | PVC AP_PTN PLN_1 | AP PATENTE PLAIN 1" | 30 | 70 | ZYPE PATENTE PLAIN 1" | ZYPE PATENTE PLAIN 1"
Yes | DV2904B | 11/20/2015 | WATER EH | WATER EH | PVC-ELB-TRD 1/2 | ELBOW THREADED 1/2 | 10 | 20 | ZYPE 90° ELBOW THREADED 1/2" | ZYPE 90° ELBOW THREADED 1/2"
Yes | DV2904B | 11/20/2015 | WATER EH | WATER EH | SP_CONN C602 | PUSH FITTING SPC 6 - 02 (6mm.x1/4) straight snap | 11 | 60 | PUSH FITTING SPC 6 - 02 (6mm.x1/4) straight snap | PUSH FITTING SPC 6 - 02 (6mm.x1/4) straight snap
Yes | DV2904B | 11/20/2015 | WATER EH | WATER EH | SP_CONNF602 | PUSH FITTING SPLF 6 - 02 (6mm.x1/4) female elbow | 12 | 60 | PUSH FITTING SPLF 6 - 02 (6mm.x1/4) female elbow | PUSH FITTING SPLF 6 - 02 (6mm.x1/4) female elbow
Yes | DV2904B | 11/20/2015 | WATER EH | WATER EH | HOSE 1/4 B | HOSE R.O TUBING 1/4 BLUE color | 4 | 35 | CCK R.O TUBING HOSE 1/4" BLUE color (300 meter/roll) | CCK R.O TUBING HOSE 1/4" BLUE color (300 meter/roll)
Yes | DV2904B | 11/20/2015 | WATER EH | WATER EH | HOSE 10 X 6.5 B | HOSE 10 x 6.5mm. BLUE color | 10 | 70 | TPUCO HOSE 10 x 6.5 mm. BLUE color (100 meter/roll) | TPUCO HOSE 10 x 6.5 mm. BLUE color (100 meter/roll)
Yes | DV2904B | 11/20/2015 | WATER EH | WATER EH | JAC_CONN 1088 | JACO FIBRA 1088 (1/2x1/2) 220psi | 12 | 74 | JACO FIBRA 1088 - 1/2mm x 1/2" male straight (US 220psi) | JACO FIBRA 1088 - 1/2mm x 1/2" male straight (US 220psi)
Yes | DV2904B | 11/20/2015 | WATER EH | WATER EH | FCET_GOOSE | GOOSENECK FAUCET ONLY | 12 | 250 | FF-800 GOOSENECK FAUCET ONLY | FF-800 GOOSENECK FAUCET ONLY
Yes | DV2905B | 11/20/2015 | WATER EH | WATER EH | ACCS_FVC 3/4" | FLOAT VALVE CONTROL 3/4" | 1 | 260 | FLOAT VALVE CONTROL 3/4" | FLOAT VALVE CONTROL 3/4"
Yes | DV2905B | 11/20/2015 | WATER EH | WATER EH | PVC AP_MALE A_1 | AP MALE ADAPTOR 1" | 10 | 15 | ZYPE MALE ADAPTOR 1" | ZYPE MALE ADAPTOR 1"
Yes | DV2905B | 11/20/2015 | WATER EH | WATER EH | PVC AP_TEE PLN_1/2 | AP TEE PLAIN 1/2" | 20 | 14 | ZYPE TEE PLAIN 1/2" | ZYPE TEE PLAIN 1/2"
Yes | DV2905B | 11/20/2015 | WATER EH | WATER EH | PVC AP_TEE PLN_3/4 | AP TEE PLAIN 3/4" | 20 | 20 | ZYPE TEE PLAIN 3/4" | ZYPE TEE PLAIN 3/4"
Yes | DV2905B | 11/20/2015 | WATER EH | WATER EH | ACCS_CAP | WAVE CYBER HEAD CAP 10"x54" | 12 | 180 | WAVE CYBER HEAD CAP 10" x 54" | WAVE CYBER HEAD CAP 10" x 54"
Yes | DV2906B | 11/20/2015 | WATER EH | WATER EH | ACCS_FLCR | RADAR FLUID LEVEL CONTROLLER | 4 | 280 | ST-70AB RADAR FLUID LEVEL CONTROLLER | ST-70AB RADAR FLUID LEVEL CONTROLLER
Yes | DV2906B | 11/20/2015 | WATER EH | WATER EH | PRE MPC-06 | MASAKI LOW PRESSURE SWITCH MPC-06 | 2 | 800 | MASAKI LOW PRESSURE SWITCH MPC-06 | MASAKI LOW PRESSURE SWITCH MPC-06
Yes | DV2906B | 11/20/2015 | WATER EH | WATER EH | PVC-ELB-TRD 3/4 | ELBOW THREADED 3/4 | 4 | 27 | ZYPE 90° ELBOW THREADED 3/4" | ZYPE 90° ELBOW THREADED 3/4"
Yes | DV2906B | 11/20/2015 | WATER EH | WATER EH | PVC-ELB-TRD 1" | ELBOW THREADED 1" | 4 | 29 | ZYPE 90° ELBOW THREADED 1" | ZYPE 90° ELBOW THREADED 1"
Yes | DV2906B | 11/20/2015 | WATER EH | WATER EH | PVC AP_90ELB PLN_1/2 | AP 90° ELBOW PLAIN 1/2" | 200 | 8 | ZYPE 90° ELBOW PLAIN 1/2" | ZYPE 90° ELBOW PLAIN 1/2"
Yes | DV2906B | 11/20/2015 | WATER EH | WATER EH | PVC - ECAP TRD 1/2 | END CAP THREADED 1/2" | 10 | 7 | ZYPE END CAP THREADED 1/2" | ZYPE END CAP THREADED 1/2"
Yes | DV2906B | 11/20/2015 | WATER EH | WATER EH | PVC AP_CLAMP_1/2 | AP CLAMP 1/2" | 30 | 14 | ZYPE CLAMP 1/2" | ZYPE CLAMP 1/2"
Yes | DV2906B | 11/20/2015 | WATER EH | WATER EH | PVC AP_CLAMP_3/4 | AP CLAMP 3/4" | 10 | 16 | ZYPE CLAMP 3/4" | ZYPE CLAMP 3/4"
Yes | DV2906B | 11/20/2015 | WATER EH | WATER EH | PVC AP_CLAMP_1 | AP CLAMP 1" | 10 | 20 | ZYPE CLAMP 1" | ZYPE CLAMP 1"
Yes | DV2906B | 11/20/2015 | WATER EH | WATER EH | PVC AP_COUP PLN_1/2 | AP COUPLING PLAIN 1/2" | 10 | 6.3 | ZYPE COUPLING PLAIN 1/2" | ZYPE COUPLING PLAIN 1/2"
Yes | DV2906B | 11/20/2015 | WATER EH | WATER EH | PVC AP_COUP PLN_3/4 | AP COUPLING PLAIN 3/4" | 10 | 9.5 | ZYPE COUPLING PLAIN 3/4" | ZYPE COUPLING PLAIN 3/4"
Yes | DV2906B | 11/20/2015 | WATER EH | WATER EH | PVC - P1/2 | PIPE 1/2 | 30 | 119 | ZYPE PIPE 1/2" | ZYPE PIPE 1/2"
Yes | DV2906B | 11/20/2015 | WATER EH | WATER EH | PVC - P3/4 | PIPE 3/4 | 20 | 180 | ZYPE PIPE 3/4 | ZYPE PIPE 3/4
Yes | DV2906B | 11/20/2015 | WATER EH | WATER EH | PVC - P1 | PIPE 1" | 6 | 292 | ZYPE PIPE 1" | ZYPE PIPE 1"
Yes | DV2907B | 11/20/2015 | TAN C. | CLIFFORD TAN |  | VA - 05 SAMPLING COCK 1/4" | 1 | 0 | VA - 05 SAMPLING COCK 1/4" - STAINLESS | VA - 05 SAMPLING COCK 1/4" - STAINLESS
Yes | DV2907B | 11/20/2015 | TAN C. | CLIFFORD TAN |  | JACO Z-2544 1/4" female straight conn.(taiwan) | 1 | 0 | JACO Z-2544 - 1/4mm x 1/4" female straight connector (taiwan) | JACO Z-2544 - 1/4mm x 1/4" female straight connector (taiwan)
Yes | DV2907B | 11/20/2015 | TAN C. | CLIFFORD TAN |  | WATERCHECK GAC - 10SL Granular Activated Carbon | 1 | 0 | WATERCHECK GAC - 10SL (granular activated carbon) | WATERCHECK GAC - 10SL (granular activated carbon)
Yes | DV2907B | 11/20/2015 | TAN C. | CLIFFORD TAN |  | PURE PRIME 10SL - 5 MICRON | 1 | 0 | PURE PRIME 10SL - 5 MICRON | PURE PRIME 10SL - 5 MICRON
Yes | DV2908B | 11/20/2015 | WINSURE - BAGONG BARRIO | WINSURE - BAGONG BARRIO | PUMP-APC 2 | AUTOMATIC PRESS CONTROL (MAC 02) | 1 | 2000 | MAZAKI AUTOMATIC PRESS CONTROL (MAC 02) | MAZAKI AUTOMATIC PRESS CONTROL (MAC 02)
Yes | DV2908B | 11/20/2015 | WINSURE - BAGONG BARRIO | WINSURE - BAGONG BARRIO | PVC - BVALVE 1/2 | BALL VALVE 1/2 | 3 | 57 | #N/A | BALL VALVE 1/2
Yes | DV2908B | 11/20/2015 | WINSURE - BAGONG BARRIO | WINSURE - BAGONG BARRIO | PVC- TEFLON | TEFLON TAPE | 20 | 15 | TITANIUM TEFLON TAPE 3/4" | TITANIUM TEFLON TAPE 3/4"
Yes | DV2908B | 11/20/2015 | WINSURE - BAGONG BARRIO | WINSURE - BAGONG BARRIO | PVC - P1/2 | PIPE 1/2 | 2 | 140 | ZYPE PIPE 1/2" | ZYPE PIPE 1/2"
Yes | DV2908B | 11/20/2015 | WINSURE - BAGONG BARRIO | WINSURE - BAGONG BARRIO | PVC - P1 | PIPE 1" | 2 | 344 | ZYPE PIPE 1" | ZYPE PIPE 1"
Yes | DV2908B | 11/20/2015 | WINSURE - BAGONG BARRIO | WINSURE - BAGONG BARRIO | PVC AP_COUP PLN_1/2 | AP COUPLING PLAIN 1/2" | 5 | 6 | ZYPE COUPLING PLAIN 1/2" | ZYPE COUPLING PLAIN 1/2"
Yes | DV2908B | 11/20/2015 | WINSURE - BAGONG BARRIO | WINSURE - BAGONG BARRIO | PVC AP_PTN PLN_1/2 | AP PATENTE PLAIN 1/2" | 1 | 40 | ZYPE PATENTE PLAIN 1/2" | ZYPE PATENTE PLAIN 1/2"
Yes | DV2908B | 11/20/2015 | WINSURE - BAGONG BARRIO | WINSURE - BAGONG BARRIO | SP_CONN C602 | PUSH FITTING SPC 6 - 02 (6mm.x1/4) straight snap | 4 | 80 | PUSH FITTING SPC 6 - 02 (6mm.x1/4) straight snap | PUSH FITTING SPC 6 - 02 (6mm.x1/4) straight snap
Yes | DV2908B | 11/20/2015 | WINSURE - BAGONG BARRIO | WINSURE - BAGONG BARRIO | PVC AP_90ELB PLN_1/2 | AP 90° ELBOW PLAIN 1/2" | 5 | 9 | ZYPE 90° ELBOW PLAIN 1/2" | ZYPE 90° ELBOW PLAIN 1/2"
Yes | DV2908B | 11/20/2015 | WINSURE - BAGONG BARRIO | WINSURE - BAGONG BARRIO | PVC AP_PTN PLN_1 | AP PATENTE PLAIN 1" | 5 | 82 | ZYPE PATENTE PLAIN 1" | ZYPE PATENTE PLAIN 1"
Yes | DV2908B | 11/20/2015 | WINSURE - BAGONG BARRIO | WINSURE - BAGONG BARRIO | PVC AP_COUP PLN_3/4 | AP COUPLING PLAIN 3/4" | 5 | 9 | ZYPE COUPLING PLAIN 3/4" | ZYPE COUPLING PLAIN 3/4"
Yes | DV2908B | 11/20/2015 | WINSURE - BAGONG BARRIO | WINSURE - BAGONG BARRIO | PVC AP_COUP PLN_1 | AP COUPLING PLAIN 1" | 5 | 14 | ZYPE COUPLING PLAIN 1" | ZYPE COUPLING PLAIN 1"
Yes | DV2909B | 11/20/2015 | GADOS | GADOS PURIFIED WATER | FIL HYDRO 20 PP_1 | HYDROSEP 20SL - 20 MICRON | 1 | 120 | #N/A | HYDROSEP 20SL - 20 MICRON
Yes | DV2909B | 11/20/2015 | GADOS | GADOS PURIFIED WATER | FIL HYDRO 20 PP_1 | HYDROSEP 20SL - 10 MICRON | 1 | 120 | #N/A | HYDROSEP 20SL - 10 MICRON
Yes | DV2909B | 11/20/2015 | GADOS | GADOS PURIFIED WATER | FIL HYDRO 20 PP_1 | HYDROSEP 20SL - 5 MICRON | 1 | 120 | #N/A | HYDROSEP 20SL - 5 MICRON
Yes | DV2910B | 11/20/2015 | SPECTRUM | SPECTRUM | TANK_11 | STORAGE TANK 11 GALLON | 1 | 3800 | STORAGE TANK 11 GALLON | STORAGE TANK 11 GALLON
Yes | DV2910B | 11/20/2015 | SPECTRUM | SPECTRUM | UV SET 2 | ULTRA VIOLET SET 2 GPM | 1 | 4700 | ULTRA VIOLET WONDER SET 2 GPM W-120 | ULTRA VIOLET WONDER SET 2 GPM W-120
Yes | DV2911B | 11/20/2015 | YAMA | OSMOTECH INC. | VH_FLECK2850ST | FLECK VALVE HEAD 2850 SOFTENER (CHINA) | 1 | 21500 | FLECK VALVE HEAD 2850 SOFTENER (CHINA) | FLECK VALVE HEAD 2850 SOFTENER (CHINA)
Yes | DV2912B | 11/20/2015 | LAMP | LAMPCOR INDUSTRIAL RESOURCES INC. | PUR_ACQUA AP-3G | ACQUAZONE AP - 3G (Ozone Generator) | 4 | 12000 | ACQUAZONE AP - 3G (Ozone Generator) | ACQUAZONE AP - 3G (Ozone Generator)
Yes | DV2913B | 11/23/2015 | JAMES L. | FRANCIS LEE | PVC AP_45ELB PLN_1/2 | AP 45° ELBOW PLAIN 1/2" | 4 | 7 | ZYPE 45° ELBOW PLAIN 1/2" | ZYPE 45° ELBOW PLAIN 1/2"
Yes | DV2913B | 11/23/2015 | JAMES L. | FRANCIS LEE | PVC AP_45ELB PLN_3/4 | AP 45° ELBOW PLAIN 3/4" | 4 | 10 | ZYPE 45° ELBOW PLAIN 3/4" | ZYPE 45° ELBOW PLAIN 3/4"
Yes | DV2913B | 11/23/2015 | JAMES L. | FRANCIS LEE | PVC AP_45ELB PLN_1 | AP 45° ELBOW PLAIN 1" | 4 | 16 | ZYPE 45° ELBOW PLAIN 1" | ZYPE 45° ELBOW PLAIN 1"
Yes | DV2913B | 11/23/2015 | JAMES L. | FRANCIS LEE | PVC - P1/2 | PIPE 1/2 | 6 | 119 | ZYPE PIPE 1/2" | ZYPE PIPE 1/2"
Yes | DV2913B | 11/23/2015 | JAMES L. | FRANCIS LEE | PVC - P3/4 | PIPE 3/4 | 8 | 180 | ZYPE PIPE 3/4 | ZYPE PIPE 3/4
Yes | DV2913B | 11/23/2015 | JAMES L. | FRANCIS LEE | PVC - P1 | PIPE 1" | 3 | 292 | ZYPE PIPE 1" | ZYPE PIPE 1"
Yes | DV2913B | 11/23/2015 | JAMES L. | FRANCIS LEE | PVC AP_COUP THR_1/2x1/4 | AP COUPLING REDUCER THREADED 1/2" x 1/4" | 4 | 20 | ZYPE COUPLING REDUCER THREADED 1/2" x 1/4" | ZYPE COUPLING REDUCER THREADED 1/2" x 1/4"
Yes | DV2913B | 11/23/2015 | JAMES L. | FRANCIS LEE | QF_QCM66 | QUICK FITTING M66 3/4"x3/4" coupling | 2 | 80 | QUICK FITTING M66 (3/4"x3/4") coupling | QUICK FITTING M66 (3/4"x3/4") coupling
Yes | DV2913B | 11/23/2015 | JAMES L. | FRANCIS LEE | PVC - ECAP TRD 1/2 | END CAP THREADED 1/2" | 4 | 7 | ZYPE END CAP THREADED 1/2" | ZYPE END CAP THREADED 1/2"
Yes | DV2913B | 11/23/2015 | JAMES L. | FRANCIS LEE | PVC - OUT RED_1 | OUTSIDE REDUCER 3/4 x 1/2 | 6 | 8 | #N/A | OUTSIDE REDUCER 3/4 x 1/2
Yes | DV2913B | 11/23/2015 | JAMES L. | FRANCIS LEE | PVC - OUT RED_3 | OUTSIDE REDUCER 1 x 3/4 | 6 | 14 | #N/A | OUTSIDE REDUCER 1 x 3/4
Yes | DV2913B | 11/23/2015 | JAMES L. | FRANCIS LEE | PVC AP_IN RED_3/4x1/2 | AP INSIDE REDUCER 3/4" x 1/2" | 6 | 5 | ZYPE INSIDE REDUCER 3/4" x 1/2" | ZYPE INSIDE REDUCER 3/4" x 1/2"
Yes | DV2913B | 11/23/2015 | JAMES L. | FRANCIS LEE | PVC AP_IN RED_1x3/4 | AP INSIDE REDUCER 1" x 3/4" | 6 | 9 | ZYPE INSIDE REDUCER 1" x 3/4" | ZYPE INSIDE REDUCER 1" x 3/4"
Yes | DV2914B | 11/23/2015 | JAMES L. | FRANCIS LEE | PVC AP_TEE PLN_1/2 | AP TEE PLAIN 1/2" | 8 | 10 | ZYPE TEE PLAIN 1/2" | ZYPE TEE PLAIN 1/2"
Yes | DV2914B | 11/23/2015 | JAMES L. | FRANCIS LEE | PVC AP_TEE PLN_3/4 | AP TEE PLAIN 3/4" | 4 | 15 | ZYPE TEE PLAIN 3/4" | ZYPE TEE PLAIN 3/4"
Yes | DV2914B | 11/23/2015 | JAMES L. | FRANCIS LEE | PVC AP_TEE PLN_1 | AP TEE PLAIN 1" | 6 | 27 | ZYPE TEE PLAIN 1" | ZYPE TEE PLAIN 1"
Yes | DV2914B | 11/23/2015 | JAMES L. | FRANCIS LEE | PVC AP_90ELB PLN_1/2 | AP 90° ELBOW PLAIN 1/2" | 50 | 8 | ZYPE 90° ELBOW PLAIN 1/2" | ZYPE 90° ELBOW PLAIN 1/2"
Yes | DV2914B | 11/23/2015 | JAMES L. | FRANCIS LEE | PVC AP_MALE A_1 | AP MALE ADAPTOR 1" | 22 | 15 | ZYPE MALE ADAPTOR 1" | ZYPE MALE ADAPTOR 1"
Yes | DV2914B | 11/23/2015 | JAMES L. | FRANCIS LEE | PVC AP_MPT_1/2 | AP MALE PATENTE THREADED 1/2" | 2 | 56 | ZYPE MALE PATENTE THREADED 1/2" | ZYPE MALE PATENTE THREADED 1/2"
Yes | DV2914B | 11/23/2015 | JAMES L. | FRANCIS LEE | PVC AP_MPT_3/4 | AP MALE PATENTE THREADED 3/4" | 6 | 67 | ZYPE MALE PATENTE THREADED 3/4" | ZYPE MALE PATENTE THREADED 3/4"
Yes | DV2914B | 11/23/2015 | JAMES L. | FRANCIS LEE | PVC AP_PTN TRD_1/2 | AP PATENTE THREADED 1/2" | 3 | 45 | ZYPE PATENTE THREADED 1/2" | ZYPE PATENTE THREADED 1/2"
Yes | DV2914B | 11/23/2015 | JAMES L. | FRANCIS LEE | PVC AP_PTN TRD_3/4 | AP PATENTE THREADED 3/4" | 2 | 59 | ZYPE PATENTE THREADED 3/4" | ZYPE PATENTE THREADED 3/4"
Yes | DV2914B | 11/23/2015 | JAMES L. | FRANCIS LEE | PVC AP_PTN TRD_1 | AP PATENTE THREADED 1" | 2 | 135 | ZYPE PATENTE THREADED 1" | ZYPE PATENTE THREADED 1"
Yes | DV2914B | 11/23/2015 | JAMES L. | FRANCIS LEE | PVC AP_PTN PLN_1/2 | AP PATENTE PLAIN 1/2" | 14 | 34 | ZYPE PATENTE PLAIN 1/2" | ZYPE PATENTE PLAIN 1/2"
Yes | DV2914B | 11/23/2015 | JAMES L. | FRANCIS LEE | PVC AP_PTN PLN_3/4 | AP PATENTE PLAIN 3/4" | 10 | 44 | ZYPE PATENTE PLAIN 3/4" | ZYPE PATENTE PLAIN 3/4"
Yes | DV2914B | 11/23/2015 | JAMES L. | FRANCIS LEE | PVC AP_PTN PLN_1 | AP PATENTE PLAIN 1" | 10 | 70 | ZYPE PATENTE PLAIN 1" | ZYPE PATENTE PLAIN 1"
Yes | DV2914B | 11/23/2015 | JAMES L. | FRANCIS LEE | PVC - BVALVE 1/2 | BALL VALVE 1/2 | 10 | 48 | #N/A | BALL VALVE 1/2
Yes | DV2914B | 11/23/2015 | JAMES L. | FRANCIS LEE | PVC - BVALVE 3/4 | BALL VALVE 3/4 | 8 | 63 | #N/A | BALL VALVE 3/4
Yes | DV2914B | 11/23/2015 | JAMES L. | FRANCIS LEE | PVC - BVALVE 1" | BALL VALVE 1" | 4 | 90 | ZYPE BALL VALVE 1" | ZYPE BALL VALVE 1"
Yes | DV2915B | 11/23/2015 | JAMES L. | FRANCIS LEE | ACCS_FS | FOOTSWITCH | 1 | 380 | SFMP-1 FOOT SWITCH | SFMP-1 FOOT SWITCH
Yes | DV2915B | 11/23/2015 | JAMES L. | FRANCIS LEE | FIL HYDRO 20SL CBF(WO) | HYDROSEP 20SL - CARBON Block (w/O net inside) | 2 | 400 | HYDROSEP 20SL - CBF (carbon block filter) W/O NET | HYDROSEP 20SL - CBF (carbon block filter) W/O NET
Yes | DV2915B | 11/23/2015 | JAMES L. | FRANCIS LEE | FIL PRIME20SL-PP10 | PURE PRIME 20SL - 10 MICRON | 2 | 75 | PURE PRIME 20SL - 10 MICRON | PURE PRIME 20SL - 10 MICRON
Yes | DV2915B | 11/23/2015 | JAMES L. | FRANCIS LEE | FIL PRIME20SL-PP5 | PURE PRIME 20SL - 5 MICRON | 2 | 75 | PURE PRIME 20SL - 5 MICRON | PURE PRIME 20SL - 5 MICRON
Yes | DV2915B | 11/23/2015 | JAMES L. | FRANCIS LEE | FIL PRIME20SL-PP1 | PURE PRIME 20SL - 1 MICRON | 2 | 75 | PURE PRIME 20SL - 1 MICRON | PURE PRIME 20SL - 1 MICRON
Yes | DV2915B | 11/23/2015 | JAMES L. | FRANCIS LEE | ACCS_TDS LTHR | TDS METER w/ LEATHER CASE | 1 | 900 | HM-3 TDS METER w/ LEATHER CASE | HM-3 TDS METER w/ LEATHER CASE
Yes | DV2915B | 11/23/2015 | JAMES L. | FRANCIS LEE | ACCS_HEAT | HEAT GUN AP1600W model | 1 | 550 | HEAT GUN AP1600W model | HEAT GUN AP1600W model
Yes | DV2915B | 11/23/2015 | JAMES L. | FRANCIS LEE | PRE PG 350 CLAMP | PRESSURE GAUGE 350 PSI - CLAMP | 1 | 400 | PRESSURE GAUGE 350 PSI - CLAMP | PRESSURE GAUGE 350 PSI - CLAMP
Yes | DV2915B | 11/23/2015 | JAMES L. | FRANCIS LEE | PRE PG 150 CLAMP | PRESSURE GAUGE 150 PSI - CLAMP | 1 | 400 | PRESSURE GAUGE 150 PSI - CLAMP | PRESSURE GAUGE 150 PSI - CLAMP
Yes | DV2915B | 11/23/2015 | JAMES L. | FRANCIS LEE | FIL WR30 20BB | WATERCHECK 20BB - WR30 | 1 | 600 | #N/A | WATERCHECK 20BB - WR30
Yes | DV2915B | 11/23/2015 | JAMES L. | FRANCIS LEE | PRE FMV 5 | FLOWMETER PANEL 5 GPM w/ VALVE | 1 | 1530 | FLOWMETER PANEL 5 GPM w/ VALVE | FLOWMETER PANEL 5 GPM w/ VALVE
Yes | DV2915B | 11/23/2015 | JAMES L. | FRANCIS LEE | PRE FM 5ZK300K3 | FLOWMETER PANEL 5 GPM AQUA (176mm.) small | 1 | 900 | FLOWMETER PANEL 5 GPM (AQUA 176mm-SHORT) | FLOWMETER PANEL 5 GPM (AQUA 176mm-SHORT)
Yes | DV2915B | 11/23/2015 | JAMES L. | FRANCIS LEE | PRE MPC-06 | MASAKI LOW PRESSURE SWITCH MPC-06 | 1 | 800 | MASAKI LOW PRESSURE SWITCH MPC-06 | MASAKI LOW PRESSURE SWITCH MPC-06
Yes | DV2915B | 11/23/2015 | JAMES L. | FRANCIS LEE | ACCS_FLCR | RADAR FLUID LEVEL CONTROLLER | 1 | 280 | ST-70AB RADAR FLUID LEVEL CONTROLLER | ST-70AB RADAR FLUID LEVEL CONTROLLER
Yes | DV2916B | 11/23/2015 | JAMES L. | FRANCIS LEE | ACCS_FVC 1" | FLOAT VALVE CONTROL 1" | 1 | 320 | FLOAT VALVE CONTROL 1" | FLOAT VALVE CONTROL 1"
Yes | DV2916B | 11/23/2015 | JAMES L. | FRANCIS LEE | ACCS_AIR | H9909-1 AIRCHECK FOR BRINE TANK | 1 | 0 | H9909-1 AIRCHECK FOR BRINE TANK | H9909-1 AIRCHECK FOR BRINE TANK
Yes | DV2916B | 11/23/2015 | JAMES L. | FRANCIS LEE | HOSE 108_2 | HOSE 10 x 8 mm. BLACK color | 2 | 0 | TPUCO HOSE 10 x 8 mm. BLACK color (100 meter/roll) | TPUCO HOSE 10 x 8 mm. BLACK color (100 meter/roll)
Yes | DV2916B | 11/23/2015 | JAMES L. | FRANCIS LEE | FRP BT 80L | BRINE TANK 80L. (blue) | 1 | 1600 | BRINE TANK 80L. BLUE | BRINE TANK 80L. BLUE
Yes | DV2916B | 11/23/2015 | JAMES L. | FRANCIS LEE | MF ACT. CBF PURE8x12 | PURE PRIME ACTIVATED CARBON 8 x 12 | 1 | 2200 | PURE PRIME ACTIVATED CARBON 8 x 12 | PURE PRIME ACTIVATED CARBON 8 x 12
Yes | DV2916B | 11/23/2015 | JAMES L. | FRANCIS LEE | MF RESIN H-C100 | RESIN H-C 100 (new) | 2 | 1600 | HI-GRADE RESIN H-C 100 | HI-GRADE RESIN H-C 100
Yes | DV2916B | 11/23/2015 | JAMES L. | FRANCIS LEE | PRE VALVE 1/2 SAN | SOLENOID VALVE 1/2" BRASS SANLIXIN - 10kg. | 1 | 1300 | SOLENOID VALVE 1/2" BRASS SANLIXIN (10kg) | SOLENOID VALVE 1/2" BRASS SANLIXIN (10kg)
Yes | DV2916B | 11/23/2015 | JAMES L. | FRANCIS LEE | PRE VALVE 3/4 SAN | SOLENOID VALVE 3/4" BRASS SANLIXIN | 1 | 1600 | SOLENOID VALVE 3/4" BRASS SANLIXIN | SOLENOID VALVE 3/4" BRASS SANLIXIN
Yes | DV2916B | 11/23/2015 | JAMES L. | FRANCIS LEE | ACCS_SCREW1 | SCREW for SL HOUSING | 24 | 0 | SCREW FOR SL HOUSING | SCREW FOR SL HOUSING
Yes | DV2916B | 11/23/2015 | JAMES L. | FRANCIS LEE | ACCS_SPNR SL T | SPANNER WRENCH SLIM 20" TAIWAN | 2 | 0 | (zero price) SPANNER WRENCH SLIM 20" TAIWAN (BLACK) | (zero price) SPANNER WRENCH SLIM 20" TAIWAN (BLACK)
Yes | DV2916B | 11/23/2015 | JAMES L. | FRANCIS LEE | ACCS_BRAC ST | BRACKET STEEL TAIWAN (new) | 6 | 0 | BRACKET STEEL TAIWAN (NEW) | BRACKET STEEL TAIWAN (NEW)
Yes | DV2916B | 11/23/2015 | JAMES L. | FRANCIS LEE | HOUSING SBHT_2 | SLIM BLUE HOUSING 20" npt 3/4" Taiwan | 6 | 800 | (bdle) SLIM BLUE HOUSING 20" npt 3/4" TAIWAN w/ ACCS. | (bdle) SLIM BLUE HOUSING 20" npt 3/4" TAIWAN w/ ACCS.
Yes | DV2917B | 11/20/2015 | EDMOND | EDMOND TRADING | FIL HYDRO 20 PP_1 | HYDROSEP 20SL - 20 MICRON | 2 | 110 | #N/A | HYDROSEP 20SL - 20 MICRON
Yes | DV2917B | 11/20/2015 | EDMOND | EDMOND TRADING | FIL HYDRO 20 PP_1 | HYDROSEP 20SL - 10 MICRON | 4 | 110 | #N/A | HYDROSEP 20SL - 10 MICRON
Yes | DV2917B | 11/20/2015 | EDMOND | EDMOND TRADING | FIL HYDRO 20 PP_1 | HYDROSEP 20SL - 5 MICRON | 2 | 110 | #N/A | HYDROSEP 20SL - 5 MICRON
Yes | DV2917B | 11/20/2015 | EDMOND | EDMOND TRADING | FIL HYDRO 20 PP_1 | HYDROSEP 20SL - 1 MICRON | 2 | 110 | #N/A | HYDROSEP 20SL - 1 MICRON
Yes | DV2917B | 11/20/2015 | EDMOND | EDMOND TRADING | FIL HYDRO 20SL CBF(WO) | HYDROSEP 20SL - CARBON Block (w/O net inside) | 2 | 550 | HYDROSEP 20SL - CBF (carbon block filter) W/O NET | HYDROSEP 20SL - CBF (carbon block filter) W/O NET
Yes | DV2918B | 11/20/2015 | HYDROASIS | HYDROASIS | EWD ECO | EUREKA ECONOMY HOT & COLD | 1 | 4200 | EUREKA ECONOMY HOT & COLD | EUREKA ECONOMY HOT & COLD
Yes | DV2919B | 11/23/2015 | JAMES L. | FRANCIS LEE | ACCS_SCREW2 | SCREW for BB HOUSING | 4 | 0 | SCREW FOR BB HOUSING | SCREW FOR BB HOUSING
Yes | DV2919B | 11/23/2015 | JAMES L. | FRANCIS LEE | ACCS_SPNR BB-T | SPANNER WRENCH BB TAIWAN | 1 | 0 | SPANNER WRENCH BB TAIWAN (BLACK) | SPANNER WRENCH BB TAIWAN (BLACK)
Yes | DV2919B | 11/23/2015 | JAMES L. | FRANCIS LEE | ACCS_BRAC BBT | BRACKET STEEL BB TAIWAN | 1 | 0 | BRACKET STEEL BB TAIWAN | BRACKET STEEL BB TAIWAN
Yes | DV2919B | 11/23/2015 | JAMES L. | FRANCIS LEE | HOUSING BB20-T | BIG BLUE HOUSING 20" npt 1" TAiWAN | 1 | 1400 | (bdle) BIG BLUE HOUSING 20" npt 1" TAIWAN w/ ACCS. | (bdle) BIG BLUE HOUSING 20" npt 1" TAIWAN w/ ACCS.
Yes | DV2919B | 11/23/2015 | JAMES L. | FRANCIS LEE | PUMP-APC 2 | AUTOMATIC PRESS CONTROL (MAC 02) | 2 | 1400 | MAZAKI AUTOMATIC PRESS CONTROL (MAC 02) | MAZAKI AUTOMATIC PRESS CONTROL (MAC 02)
Yes | DV2919B | 11/23/2015 | JAMES L. | FRANCIS LEE | PUMP ATS1000 | AQUA TEDELA ATS-1000 1.3hp (1kw) | 2 | 4370 | AQUA TEDELA ATS-1000 1.3hp (1kw) | AQUA TEDELA ATS-1000 1.3hp (1kw)
Yes | DV2919B | 11/23/2015 | JAMES L. | FRANCIS LEE | PUMP CHLF2-60 | CNP CHLF2-60 (2hp) 1.5kw. 1 PH | 1 | 10960 | #N/A | CNP CHLF2-60 (2hp) 1.5kw. 1 PH
Yes | DV2919B | 11/23/2015 | JAMES L. | FRANCIS LEE | ACCS_STS | STRAINER H 2805 | 3 | 0 | #N/A | STRAINER H 2805
Yes | DV2919B | 11/23/2015 | JAMES L. | FRANCIS LEE | VH MSOFT | MANUAL HEAD SOFTENER F64A 2.5" | 1 | 1300 | RUNXIN MANUAL HEAD F64A SOFTENER 2.5" (4m³/h) | RUNXIN MANUAL HEAD F64A SOFTENER 2.5" (4m³/h)
Yes | DV2919B | 11/23/2015 | JAMES L. | FRANCIS LEE | VH MSED | MANUAL HEAD SEDIMENT F56A3 2.5" | 2 | 1000 | RUNXIN MANUAL HEAD F56A3 SEDIMENT (4m³/h) | RUNXIN MANUAL HEAD F56A3 SEDIMENT (4m³/h)
Yes | DV2920B | 11/23/2015 | JAMES L. | FRANCIS LEE | ACCS_STSB | STRAINER H 2807 Fleck Bottom Distribution (6"-12") | 3 | 0 | STRAINER H 2807 BOTTOM (6"-12") | STRAINER H 2807 BOTTOM (6"-12")
Yes | DV2920B | 11/23/2015 | JAMES L. | FRANCIS LEE | ACCS_RTUBE | RISER TUBE ONLY (10x54) | 3 | 0 | RISER TUBE for 10 x 54 FRP | RISER TUBE for 10 x 54 FRP
Yes | DV2920B | 11/23/2015 | JAMES L. | FRANCIS LEE | FRP 1054 WV_2 | FRP TANK 10" x 54" WAVE CYBER BLUE color | 3 | 2500 | (bdle) FRP TANK 10" x 54" (-2.5T) WAVE CYBER BLUE color w/ ACCS. | (bdle) FRP TANK 10" x 54" (-2.5T) WAVE CYBER BLUE color w/ ACCS.
Yes | DV2920B | 11/23/2015 | JAMES L. | FRANCIS LEE | STL EC-2 | PLASTIC END CAP ONLY 1/2X1/2 | 2 | 0 | PLASTIC END CAP ONLY 1/2" x 1/2" | PLASTIC END CAP ONLY 1/2" x 1/2"
Yes | DV2920B | 11/23/2015 | JAMES L. | FRANCIS LEE | STL SS304 - A | SS304 VESSEL w/ PLASTIC END CAP - A | 2 | 4000 | SS304 VESSEL 4040 w/ PLASTIC END CAP - A (seamless) | SS304 VESSEL 4040 w/ PLASTIC END CAP - A (seamless)
Yes | DV2920B | 11/23/2015 | JAMES L. | FRANCIS LEE | MEM_ULP21-4040 | VONTRON MEMBRANE ULP21 - 40 x 40 | 2 | 6000 | VONTRON MEMBRANE ULP21 40 x 40 | VONTRON MEMBRANE ULP21 40 x 40
Yes | DV2920B | 11/23/2015 | JAMES L. | FRANCIS LEE | UV SET X-12TC | ULTRA VIOLET SET 12 GPM - TEDITO | 1 | 8000 | #N/A | ULTRA VIOLET SET 12 GPM - TEDITO
Yes | DV2921B | 11/20/2015 | JAMES L. | FRANCIS LEE | ACCS_BREAKER | CHINT CIRCUIT BREAKER (BHA 32) | 2 | 350 | BHA 32 MINIATURE CIRCUIT BREAKER | BHA 32 MINIATURE CIRCUIT BREAKER
Yes | DV2921B | 11/20/2015 | JAMES L. | FRANCIS LEE | ACCS_OL15 | OVERLOAD RELAY 15A (CHINT BRAND) | 2 | 250 | TH-P12E 15A OVERLOAD RELAY | TH-P12E 15A OVERLOAD RELAY
Yes | DV2921B | 11/20/2015 | JAMES L. | FRANCIS LEE | ACCS_MCS-P15 | MAGNETIC CONTACTOR S-P15 (Shihlin electric) | 2 | 350 | XSC1-015 SP-15 MAGNETIC CONTACTOR | XSC1-015 SP-15 MAGNETIC CONTACTOR
Yes | DV2921B | 11/20/2015 | JAMES L. | FRANCIS LEE | ACCS_PUSHG | PUSH BOTTON SWITCH GREEN (silver edition) | 6 | 150 | LAY37-Y090 PUSH BOTTON SWITCH GREEN (silver edition) | LAY37-Y090 PUSH BOTTON SWITCH GREEN (silver edition)
Yes | DV2922B | 11/20/2015 | FRANZ | AVACOMM INTERNATIONAL | FCET_01B | GF 01 FAUCET - STAINLESS knob SN-75 | 2 | 600 | GF 01 FAUCET - STAINLESS knob SN-75 | GF 01 FAUCET - STAINLESS knob SN-75
Yes | DV2923B | 11/20/2015 | DE GUZMAN | MR. SIMON DE GUZMAN | PVC AP_MALE A_1 | AP MALE ADAPTOR 1" | 2 | 22 | ZYPE MALE ADAPTOR 1" | ZYPE MALE ADAPTOR 1"
Yes | DV2923B | 11/20/2015 | DE GUZMAN | MR. SIMON DE GUZMAN | FIL WC 10SL-PP | WATERCHECK 10SL - 5 MICRON | 6 | 45 | #N/A | WATERCHECK 10SL - 5 MICRON
Yes | DV2923B | 11/20/2015 | DE GUZMAN | MR. SIMON DE GUZMAN | FIL PRIME CBF10SL | PURE PRIME 10SL - CARBON | 2 | 160 | #N/A | PURE PRIME 10SL - CARBON
Yes | DV2924B | 11/20/2015 | MIZRACH ELECTRONICS | MIZRACH ELECTRONICS | ACCS_STS | STRAINER H 2805 | 3 | 0 | #N/A | STRAINER H 2805
Yes | DV2924B | 11/20/2015 | MIZRACH ELECTRONICS | MIZRACH ELECTRONICS | VH MSOFT | MANUAL HEAD SOFTENER F64A 2.5" | 1 | 1300 | RUNXIN MANUAL HEAD F64A SOFTENER 2.5" (4m³/h) | RUNXIN MANUAL HEAD F64A SOFTENER 2.5" (4m³/h)
Yes | DV2924B | 11/20/2015 | MIZRACH ELECTRONICS | MIZRACH ELECTRONICS | VH MSED | MANUAL HEAD SEDIMENT F56A3 2.5" | 2 | 1000 | RUNXIN MANUAL HEAD F56A3 SEDIMENT (4m³/h) | RUNXIN MANUAL HEAD F56A3 SEDIMENT (4m³/h)
Yes | DV2925BG | 11/20/2015 | GLOBAL STREAM | LIVING STREAM | GAL_RND | ROUND CONTAINER 5 GALLON | 5 | 131 | ROUND CONTAINER 5 GALLON | ROUND CONTAINER 5 GALLON
Yes | DV2925BG | 11/20/2015 | GLOBAL STREAM | LIVING STREAM | GAL_NST CUP | NON-SPILL TYPE for ROUND CONT (half-cap) | 5 | 4 | HALF-CAP NON-SPILL TYPE for ROUND CONT | HALF-CAP NON-SPILL TYPE for ROUND CONT
Yes | DV2926B | 11/20/2015 | GLOBAL STREAM | LIVING STREAM | ACCS_BRAC D20S | BRACKET STAINLESS for D2S 20" | 1 | 350 | BRACKET STAINLESS D2S 20" | BRACKET STAINLESS D2S 20"
Yes | DV2926B | 11/20/2015 | GLOBAL STREAM | LIVING STREAM | ACCS_BELT FRP | STAINLESS BELT for FRP 10 x 54 w/rubber | 3 | 400 | STAINLESS BELT for FRP 10" x 54" w/ RUBBER | STAINLESS BELT for FRP 10" x 54" w/ RUBBER
Yes | DV2926B | 11/20/2015 | GLOBAL STREAM | LIVING STREAM | ACCS_LITG AD16 | GANGBO LED LIGHT GREEN (AD11) | 1 | 200 | AD105-22D/S31 GOCHENG LED LIGHT GREEN (AD16) | AD105-22D/S31 GOCHENG LED LIGHT GREEN (AD16)
Yes | DV2926B | 11/20/2015 | GLOBAL STREAM | LIVING STREAM | ACCS_LITR AD16 | GANGBO LED LIGHT RED (AD11) | 1 | 200 | AD105-22D/S31 GOCHENG LED LIGHT RED (AD16) | AD105-22D/S31 GOCHENG LED LIGHT RED (AD16)
Yes | DV2926B | 11/20/2015 | GLOBAL STREAM | LIVING STREAM | ACCS_STS | STRAINER H 2805 | 1 | 0 | #N/A | STRAINER H 2805
Yes | DV2926B | 11/20/2015 | GLOBAL STREAM | LIVING STREAM | VH MSED | MANUAL HEAD SEDIMENT F56A3 2.5" | 1 | 1200 | RUNXIN MANUAL HEAD F56A3 SEDIMENT (4m³/h) | RUNXIN MANUAL HEAD F56A3 SEDIMENT (4m³/h)
Yes | DV2926B | 11/20/2015 | GLOBAL STREAM | LIVING STREAM | PUMP ATS370 | AQUA TEDELA ATS-370 1/2hp (0.35kw) | 1 | 3500 | AQUA TEDELA ATS-370 1/2hp (0.35kw) | AQUA TEDELA ATS-370 1/2hp (0.35kw)
Yes | DV2926B | 11/20/2015 | GLOBAL STREAM | LIVING STREAM | PUMP ATS550 | AQUA TEDELA ATS-550 3/4hp (0.55kw) | 1 | 3800 | AQUA TEDELA ATS-550 3/4hp (0.55kw) | AQUA TEDELA ATS-550 3/4hp (0.55kw)
Yes | DV2927B | 11/20/2015 | KALAO | MS. BERNADETH S. KALALO | MF RESIN H-C100E | RESIN H-C 100E (new) | 2 | 2000 | HI-GRADE RESIN H-C 100E | HI-GRADE RESIN H-C 100E
Yes | DV2928B | 11/20/2015 | SUGAR | SUGAR ENTERPRISE | FIL HYDRO 20SL CBF(WO) | HYDROSEP 20SL - CARBON Block (w/O net inside) | 4 | 550 | HYDROSEP 20SL - CBF (carbon block filter) W/O NET | HYDROSEP 20SL - CBF (carbon block filter) W/O NET
Yes | DV2928B | 11/20/2015 | SUGAR | SUGAR ENTERPRISE | ACCS_SPNR SL C | SPANNER WRENCH SLIM 20" CHINA | 1 | 150 | (zero price) SPANNER WRENCH SLIM 20" CHINA (BLACK) | (zero price) SPANNER WRENCH SLIM 20" CHINA (BLACK)
Yes | DV2929B | 11/20/2015 | AEROASIA - HYDROMEX | AEROASIA - HYDROMEX TECHNOLOGY | ACCS_FLSN | FLOAT SWITCH-NEW 3m. | 2 | 380 | WLS-1 FLOAT SWITCH-NEW 3m. | WLS-1 FLOAT SWITCH-NEW 3m.
Yes | DV2929B | 11/20/2015 | AEROASIA - HYDROMEX | AEROASIA - HYDROMEX TECHNOLOGY | PVC AP_COUP THR_3/4X1/2 | AP COUPLING REDUCER THREADED 3/4" x 1/2" | 6 | 25 | ZYPE COUPLING REDUCER THREADED 3/4" x 1/2" | ZYPE COUPLING REDUCER THREADED 3/4" x 1/2"
Yes | DV2929B | 11/20/2015 | AEROASIA - HYDROMEX | AEROASIA - HYDROMEX TECHNOLOGY | PVC - C-711-0.5L | PVC 711 CEMENT | 1 | 500 | WELD-ON PVC 711 CEMENT 16oz. | WELD-ON PVC 711 CEMENT 16oz.
Yes | DV2929B | 11/20/2015 | AEROASIA - HYDROMEX | AEROASIA - HYDROMEX TECHNOLOGY | PVC AP_COUP THR_1/2x1/4 | AP COUPLING REDUCER THREADED 1/2" x 1/4" | 30 | 16 | ZYPE COUPLING REDUCER THREADED 1/2" x 1/4" | ZYPE COUPLING REDUCER THREADED 1/2" x 1/4"
Yes | DV2929B | 11/20/2015 | AEROASIA - HYDROMEX | AEROASIA - HYDROMEX TECHNOLOGY | PVC AP_IN RED_3/4x1/2 | AP INSIDE REDUCER 3/4" x 1/2" | 30 | 5 | ZYPE INSIDE REDUCER 3/4" x 1/2" | ZYPE INSIDE REDUCER 3/4" x 1/2"
Yes | DV2929B | 11/20/2015 | AEROASIA - HYDROMEX | AEROASIA - HYDROMEX TECHNOLOGY | PVC AP_IN RED_1x3/4 | AP INSIDE REDUCER 1" x 3/4" | 30 | 9 | ZYPE INSIDE REDUCER 1" x 3/4" | ZYPE INSIDE REDUCER 1" x 3/4"
Yes | DV2930B | 11/20/2015 | WATER 4 LESS- MANILA | WATER FOR LESS - MANILA | ACCS_BRAC ST | BRACKET STEEL TAIWAN (new) | 2 | 0 | BRACKET STEEL TAIWAN (NEW) | BRACKET STEEL TAIWAN (NEW)
Yes | DV2930B | 11/20/2015 | WATER 4 LESS- MANILA | WATER FOR LESS - MANILA | ACCS_SCREW1 | SCREW for SL HOUSING | 8 | 0 | SCREW FOR SL HOUSING | SCREW FOR SL HOUSING
Yes | DV2930B | 11/20/2015 | WATER 4 LESS- MANILA | WATER FOR LESS - MANILA | HOUSING SBHC_2 | SLIM BLUE HOUSING 20" npt 3/4" China (CH20-40) | 2 | 600 | (bdle) SLIM BLUE HOUSING 20" npt 3/4" CHINA (CH20-40) w/ ACCS. | (bdle) SLIM BLUE HOUSING 20" npt 3/4" CHINA (CH20-40) w/ ACCS.
Yes | DV2930B | 11/20/2015 | WATER 4 LESS- MANILA | WATER FOR LESS - MANILA | ACCS_SPNR SL T | SPANNER WRENCH SLIM 20" TAIWAN | 3 | 150 | (zero price) SPANNER WRENCH SLIM 20" TAIWAN (BLACK) | (zero price) SPANNER WRENCH SLIM 20" TAIWAN (BLACK)
Yes | DV2930B | 11/20/2015 | WATER 4 LESS- MANILA | WATER FOR LESS - MANILA | FIL HYDRO 10PP_1 | HYDROSEP 10SL - 5 MICRON | 50 | 50 | #N/A | HYDROSEP 10SL - 5 MICRON
Yes | DV2930B | 11/20/2015 | WATER 4 LESS- MANILA | WATER FOR LESS - MANILA | FIL HYDRO 20 PP_1 | HYDROSEP 20SL - 20 MICRON | 25 | 95 | #N/A | HYDROSEP 20SL - 20 MICRON
Yes | DV2930B | 11/20/2015 | WATER 4 LESS- MANILA | WATER FOR LESS - MANILA | FIL HYDRO 20 PP_1 | HYDROSEP 20SL - 10 MICRON | 50 | 95 | #N/A | HYDROSEP 20SL - 10 MICRON
Yes | DV2930B | 11/20/2015 | WATER 4 LESS- MANILA | WATER FOR LESS - MANILA | FIL HYDRO 20 PP_1 | HYDROSEP 20SL - 5 MICRON | 50 | 95 | #N/A | HYDROSEP 20SL - 5 MICRON
Yes | DV2930B | 11/20/2015 | WATER 4 LESS- MANILA | WATER FOR LESS - MANILA | FIL HYDRO 20 PP_1 | HYDROSEP 20SL - 1 MICRON | 50 | 95 | #N/A | HYDROSEP 20SL - 1 MICRON
Yes | DV2930B | 11/20/2015 | WATER 4 LESS- MANILA | WATER FOR LESS - MANILA | FIL HYDRO 20SL CBF(WO) | HYDROSEP 20SL - CARBON (w/O net inside) | 36 | 550 | #N/A | HYDROSEP 20SL - CARBON (w/O net inside)
Yes | DV2931B | 11/20/2015 | CAUSEWAY- TIMOG | CAUSEWAY - TIMOG | FIL PRIME CBF10SL | PURE PRIME 10SL - CARBON | 2 | 250 | #N/A | PURE PRIME 10SL - CARBON
Yes | DV2931B | 11/20/2015 | CAUSEWAY- TIMOG | CAUSEWAY - TIMOG | FIL GAC 10SL | WATERCHECK GAC - 10SL | 2 | 350 | #N/A | WATERCHECK GAC - 10SL
Yes | DV2931B | 11/20/2015 | CAUSEWAY- TIMOG | CAUSEWAY - TIMOG | FIL PRIME10SL-PP5 | PURE PRIME 10SL - 5 MICRON | 2 | 80 | PURE PRIME 10SL - 5 MICRON | PURE PRIME 10SL - 5 MICRON
Yes | DV2931B | 11/20/2015 | CAUSEWAY- TIMOG | CAUSEWAY - TIMOG | FIL WR30 20BB | WATERCHECK 20BB - WR30 | 1 | 1000 | #N/A | WATERCHECK 20BB - WR30
Yes | DV2932B | 11/20/2015 | TABILIN | MR. ARNOLD TABILIN | PVC - P3/4 | PIPE 3/4 | 1 | 212 | ZYPE PIPE 3/4 | ZYPE PIPE 3/4
Yes | DV2932B | 11/20/2015 | TABILIN | MR. ARNOLD TABILIN | PVC- TEFLON | TEFLON TAPE | 3 | 13 | TITANIUM TEFLON TAPE 3/4" | TITANIUM TEFLON TAPE 3/4"
Yes | DV2932B | 11/20/2015 | TABILIN | MR. ARNOLD TABILIN | PVC AP_COUP PLN_3/4 | AP COUPLING PLAIN 3/4" | 1 | 9.5 | ZYPE COUPLING PLAIN 3/4" | ZYPE COUPLING PLAIN 3/4"
Yes | DV2932B | 11/20/2015 | TABILIN | MR. ARNOLD TABILIN | PVC AP_TEE PLN_3/4 | AP TEE PLAIN 3/4" | 1 | 20 | ZYPE TEE PLAIN 3/4" | ZYPE TEE PLAIN 3/4"
Yes | DV2932B | 11/20/2015 | TABILIN | MR. ARNOLD TABILIN | PVC AP_IN RED_1x3/4 | AP INSIDE REDUCER 1" x 3/4" | 1 | 11 | ZYPE INSIDE REDUCER 1" x 3/4" | ZYPE INSIDE REDUCER 1" x 3/4"
Yes | DV2932B | 11/20/2015 | TABILIN | MR. ARNOLD TABILIN | PVC AP_PTN PLN_3/4 | AP PATENTE PLAIN 3/4" | 1 | 52 | ZYPE PATENTE PLAIN 3/4" | ZYPE PATENTE PLAIN 3/4"
Yes | DV2932B | 11/20/2015 | TABILIN | MR. ARNOLD TABILIN | PVC AP_MALE A_1 | AP MALE ADAPTOR 1" | 1 | 18 | ZYPE MALE ADAPTOR 1" | ZYPE MALE ADAPTOR 1"
Yes | DV2932B | 11/20/2015 | TABILIN | MR. ARNOLD TABILIN | PVC - BVALVE 3/4 | BALL VALVE 3/4 | 1 | 63 | #N/A | BALL VALVE 3/4
Yes | DV2934B | 11/20/2015 | ADONAI | ADONAI PURIFIED DRINKING WATER | ACCS_PUSHGRT | PUSH BUTTON SWITCH RED (titanium series) | 1 | 250 | LA38-11 PUSH BOTTON SWITCH RED (titanium series) | LA38-11 PUSH BOTTON SWITCH RED (titanium series)
Yes | DV2934B | 11/20/2015 | ADONAI | ADONAI PURIFIED DRINKING WATER | HOSE 1/4 B | HOSE R.O TUBING 1/4 BLUE color | 3 | 35 | CCK R.O TUBING HOSE 1/4" BLUE color (300 meter/roll) | CCK R.O TUBING HOSE 1/4" BLUE color (300 meter/roll)
Yes | DV2934B | 11/20/2015 | ADONAI | ADONAI PURIFIED DRINKING WATER | FIL HYDRO 20 PP_1 | HYDROSEP 20SL - 10 MICRON | 1 | 120 | #N/A | HYDROSEP 20SL - 10 MICRON
Yes | DV2935B | 11/20/2015 | 3M WATER | LHAM TRADING | ACCS_MCS-P11 | MAGNETIC CONTACTOR SP-11 | 2 | 350 | XSC1-011 SP-11 MAGNETIC CONTACTOR | XSC1-011 SP-11 MAGNETIC CONTACTOR
Yes | DV2935B | 11/20/2015 | 3M WATER | LHAM TRADING | ACCS_OL 9A | OVERLOAD RELAY 9A | 2 | 250 | TH-P12E 9A OVERLOAD RELAY | TH-P12E 9A OVERLOAD RELAY
Yes | DV2935B | 11/20/2015 | 3M WATER | LHAM TRADING | PVC- TEFLON | TEFLON TAPE | 30 | 13 | TITANIUM TEFLON TAPE 3/4" | TITANIUM TEFLON TAPE 3/4"
Yes | DV2935B | 11/20/2015 | 3M WATER | LHAM TRADING | ACCS_FVC 1/2" | FLOAT VALVE CONTROL 1/2" | 1 | 240 | FLOAT VALVE CONTROL 1/2" | FLOAT VALVE CONTROL 1/2"
Yes | DV2936B | 11/20/2015 | ULTRA-PI WATER | ULTRAMEDIX INC. | FIL EMP 2in1 10SL | EMPRESS 10SL 2 in 1 FILTER | 30 | 300 | EMPRESS 10SL 2 in 1 FILTER | EMPRESS 10SL 2 in 1 FILTER
Yes | DV2937B | 11/20/2015 | FRANZ | AVACOMM INTERNATIONAL | HOSE 1/4 W | HOSE R.O TUBING 1/4 WHITE color | 2 | 35 | CCK R.O TUBING HOSE 1/4" WHITE color (300 meter/roll) | CCK R.O TUBING HOSE 1/4" WHITE color (300 meter/roll)
Yes | DV2937B | 11/20/2015 | FRANZ | AVACOMM INTERNATIONAL | JACO(Z-1044) | JACO Z-1044 1/4"x1/4" male straight conn. (taiwan) | 2 | 80 | JACO Z-1044 - 1/4mm x 1/4" male straight connector (taiwan) | JACO Z-1044 - 1/4mm x 1/4" male straight connector (taiwan)
Yes | DV2937B | 11/20/2015 | FRANZ | AVACOMM INTERNATIONAL | PVC AP_COUP THR_1/2x1/4 | AP COUPLING REDUCER THREADED 1/2" x 1/4" | 2 | 20 | ZYPE COUPLING REDUCER THREADED 1/2" x 1/4" | ZYPE COUPLING REDUCER THREADED 1/2" x 1/4"
Yes | DV2938B | 11/20/2015 | WATER HOUSE - MALABON | WATER HOUSE - MALABON | FIL HYDRO 20 PP_1 | HYDROSEP 20SL -1 MICRON | 2 | 120 | #N/A | HYDROSEP 20SL -1 MICRON
Yes | DV2938B | 11/20/2015 | WATER HOUSE - MALABON | WATER HOUSE - MALABON | FIL HYDRO 20BB-PP | HYDROSEP 20BB - 5 MICRON | 1 | 700 | #N/A | HYDROSEP 20BB - 5 MICRON
Yes | DV2938B | 11/20/2015 | WATER HOUSE - MALABON | WATER HOUSE - MALABON | FIL HYDRO 20BB-PP | HYDROSEP 20BB - 1 MICRON | 1 | 700 | #N/A | HYDROSEP 20BB - 1 MICRON
Yes | DV2938B | 11/20/2015 | WATER HOUSE - MALABON | WATER HOUSE - MALABON | FIL HYDRO 20SL CBF(WO) | HYDROSEP 20SL - CARBON Block (w/O net inside) | 4 | 750 | HYDROSEP 20SL - CBF (carbon block filter) W/O NET | HYDROSEP 20SL - CBF (carbon block filter) W/O NET
Yes | DV2939B | 11/20/2015 | CHASER | CHASER WATER STATION | PVC AP_PTN PLN_1/2 | AP PATENTE PLAIN 1/2" | 1 | 50 | ZYPE PATENTE PLAIN 1/2" | ZYPE PATENTE PLAIN 1/2"
Yes | DV2940B | 11/20/2015 | JS HEALTHY | JS HEALTHY WATER c/o JEFFREY SANTOS | HOSE 8X12 B | HOSE 8 x 12 mm. BLUE color | 2 | 80 | TPUCO HOSE 8 x 12 mm. BLUE color (100 meter/roll) | TPUCO HOSE 8 x 12 mm. BLUE color (100 meter/roll)
Yes | DV2940B | 11/20/2015 | JS HEALTHY | JS HEALTHY WATER c/o JEFFREY SANTOS | SP_CONN 1204 | PUSH FITTING SPC 12 - 04 (12mm.x1/2) straight snap | 3 | 70 | PUSH FITTING SPC 12 - 04 (12mm.x1/2) straight snap | PUSH FITTING SPC 12 - 04 (12mm.x1/2) straight snap
Yes | DV2940B | 11/20/2015 | JS HEALTHY | JS HEALTHY WATER c/o JEFFREY SANTOS | PRE PG 350 CLAMP | PRESSURE GAUGE 350 PSI - CLAMP | 1 | 400 | PRESSURE GAUGE 350 PSI - CLAMP | PRESSURE GAUGE 350 PSI - CLAMP
Yes | DV2941B | 11/20/2015 | AQUASTAR WATER | AQUASTAR WATER TECHNOLOGY SYSTEM, INC. | PVC - P1/2 | PIPE 1/2 | 60 | 119 | ZYPE PIPE 1/2" | ZYPE PIPE 1/2"
Yes | DV2941B | 11/20/2015 | AQUASTAR WATER | AQUASTAR WATER TECHNOLOGY SYSTEM, INC. | PVC AP_90ELB PLN_1/2 | AP 90° ELBOW PLAIN 1/2" | 200 | 8 | ZYPE 90° ELBOW PLAIN 1/2" | ZYPE 90° ELBOW PLAIN 1/2"
Yes | DV2942B | 11/20/2015 | WATER 4 LESS- MANILA | WATER FOR LESS - MANILA | ACCS_TDS LTHR | TDS METER w/ LEATHER CASE | 1 | 1000 | HM-3 TDS METER w/ LEATHER CASE | HM-3 TDS METER w/ LEATHER CASE
Yes | DV2942B | 11/20/2015 | WATER 4 LESS- MANILA | WATER FOR LESS - MANILA | FIL HYDRO 20BB-PP | HYDROSEP 20BB - 5 MICRON | 1 | 600 | #N/A | HYDROSEP 20BB - 5 MICRON
Yes | DV2943B | 11/20/2015 | AQUA SEVEN | AQUA SEVEN PURUFIED WATER STATION | ACCS_AP1200 | HEAT GUN AP1200W model | 1 | 700 | HEAT GUN AP1200W model | HEAT GUN AP1200W model
Yes | DV2944B | 11/20/2015 | AGENT4 | MS. CRISTY | PRE FM T40 | FLOWMETER TUBE 40 GPM (LZT-3204G) | 1 | 2800 | FLOWMETER TUBE 40 GPM (MBLD LZT-3204G) - 1" female thread | FLOWMETER TUBE 40 GPM (MBLD LZT-3204G) - 1" female thread
Yes | DV2945B | 11/20/2015 | AQUAMEGA- BAGONG SILANGAN | AQUAMEGA BAGONG SILANGAN | MF ANTRA | ANTHRACITE (James Cumming)) | 1 | 2100 | JAMES CUMMING ANTHRACITE 0.83mm | JAMES CUMMING ANTHRACITE 0.83mm
Yes | DV2945B | 11/20/2015 | AQUAMEGA- BAGONG SILANGAN | AQUAMEGA BAGONG SILANGAN | MF SSAND | SILICA SAND | 1 | 500 | SILICA SAND | SILICA SAND
Yes | DV2946B | 11/20/2015 | andes | DURABLE SALES CENTER | MEM_CSM-BLF | CSM MEMBRANE BLF | 2 | 7650 | CSM MEMBRANE BLF | CSM MEMBRANE BLF
Yes | DV2947B | 11/20/2015 | AQUA SAFE DEL MONTE | JJTY WATER STATION | UV LAMP 12 | ULTRA VIOLET LAMP 12 GPM (40w) | 1 | 2600 | ULTRA VIOLET WONDER LAMP 12 GPM (40W) | ULTRA VIOLET WONDER LAMP 12 GPM (40W)
Yes | DV2948B | 11/20/2015 | ALBARENA D | DANTE ALBARENA | PVC AP_COUP PLN_1 | AP COUPLING PLAIN 1" | 10 | 14 | ZYPE COUPLING PLAIN 1" | ZYPE COUPLING PLAIN 1"
Yes | DV2948B | 11/20/2015 | ALBARENA D | DANTE ALBARENA | PVC - CUTTER | PVC PIPE CUTTER GREEN (DL2509) | 1 | 1093 | #N/A | PVC PIPE CUTTER GREEN (DL2509)
Yes | DV2948B | 11/20/2015 | ALBARENA D | DANTE ALBARENA | MF ANTR TAI | ANTRACITE TAIWAN (SALE) | 1 | 650 | #N/A | ANTRACITE TAIWAN (SALE)
Yes | DV2948B | 11/20/2015 | ALBARENA D | DANTE ALBARENA | PVC- TEFLON | TEFLON TAPE | 10 | 15 | TITANIUM TEFLON TAPE 3/4" | TITANIUM TEFLON TAPE 3/4"
Yes | DV2948B | 11/20/2015 | ALBARENA D | DANTE ALBARENA | PVC - C-711-0.5L | PVC 711 CEMENT | 1 | 576 | WELD-ON PVC 711 CEMENT 16oz. | WELD-ON PVC 711 CEMENT 16oz.
Yes | DV2948B | 11/20/2015 | ALBARENA D | DANTE ALBARENA | PVC AP_MALE A_1 | AP MALE ADAPTOR 1" | 5 | 18 | ZYPE MALE ADAPTOR 1" | ZYPE MALE ADAPTOR 1"
Yes | DV2948B | 11/20/2015 | ALBARENA D | DANTE ALBARENA | PVC AP_PTN PLN_1 | AP PATENTE PLAIN 1" | 6 | 82 | ZYPE PATENTE PLAIN 1" | ZYPE PATENTE PLAIN 1"
Yes | DV2948B | 11/20/2015 | ALBARENA D | DANTE ALBARENA | PVC AP_TEE PLN_1/2 | AP TEE PLAIN 1/2" | 6 | 12 | ZYPE TEE PLAIN 1/2" | ZYPE TEE PLAIN 1/2"
Yes | DV2948B | 11/20/2015 | ALBARENA D | DANTE ALBARENA | PVC AP_TEE PLN_3/4 | AP TEE PLAIN 3/4" | 4 | 20 | ZYPE TEE PLAIN 3/4" | ZYPE TEE PLAIN 3/4"
Yes | DV2948B | 11/20/2015 | ALBARENA D | DANTE ALBARENA | PVC AP_TEE PLN_1 | AP TEE PLAIN 1" | 4 | 32 | ZYPE TEE PLAIN 1" | ZYPE TEE PLAIN 1"
Yes | DV2948B | 11/20/2015 | ALBARENA D | DANTE ALBARENA | PVC AP_90ELB PLN_1*1/4 | AP 90° ELBOW PLAIN 1*1/4" | 6 | 37 | ZYPE 90° ELBOW PLAIN 1*1/4" | ZYPE 90° ELBOW PLAIN 1*1/4"
Yes | DV2948B | 11/20/2015 | ALBARENA D | DANTE ALBARENA | PVC AP_PTN PLN_1*1/2 | AP PATENTE PLAIN 1*1/2 | 2 | 195 | ZYPE PATENTE PLAIN 1*1/2" | ZYPE PATENTE PLAIN 1*1/2"
Yes | DV2948B | 11/20/2015 | ALBARENA D | DANTE ALBARENA | PVC AP_MALE A_1*1/4 | AP MALE ADAPTOR 1*1/4" | 2 | 29 | ZYPE MALE ADAPTOR 1*1/4" | ZYPE MALE ADAPTOR 1*1/4"
Yes | DV2948B | 11/20/2015 | ALBARENA D | DANTE ALBARENA | PVC AP_PTN PLN_1*1/4 | AP PATENTE PLAIN 1*1/4 | 2 | 122 | ZYPE PATENTE PLAIN 1*1/4" | ZYPE PATENTE PLAIN 1*1/4"
Yes | DV2949B | 11/20/2015 | ALBARENA D | DANTE ALBARENA | PVC AP_90ELB PLN_1/2 | AP 90° ELBOW PLAIN 1/2" | 20 | 9 | ZYPE 90° ELBOW PLAIN 1/2" | ZYPE 90° ELBOW PLAIN 1/2"
Yes | DV2949B | 11/20/2015 | ALBARENA D | DANTE ALBARENA | PVC AP_IN RED_3/4x1/2 | AP INSIDE REDUCER 3/4" x 1/2" | 10 | 6 | ZYPE INSIDE REDUCER 3/4" x 1/2" | ZYPE INSIDE REDUCER 3/4" x 1/2"
Yes | DV2949B | 11/20/2015 | ALBARENA D | DANTE ALBARENA | PVC AP_IN RED_1x3/4 | AP INSIDE REDUCER 1" x 3/4" | 10 | 11 | ZYPE INSIDE REDUCER 1" x 3/4" | ZYPE INSIDE REDUCER 1" x 3/4"
Yes | DV2949B | 11/20/2015 | ALBARENA D | DANTE ALBARENA | PVC - INS RED_3 | INSIDE REDUCER 1*1/4 x 1 | 4 | 17 | #N/A | INSIDE REDUCER 1*1/4 x 1
Yes | DV2949B | 11/20/2015 | ALBARENA D | DANTE ALBARENA | PVC - INS RED_4 | INSIDE REDUCER 1*1/2 x 1*1/4 | 4 | 30 | #N/A | INSIDE REDUCER 1*1/2 x 1*1/4
Yes | DV2949B | 11/20/2015 | ALBARENA D | DANTE ALBARENA | PVC - INS RED_5 | INSIDE REDUCER 2 x 1*1/2 | 4 | 65 | #N/A | INSIDE REDUCER 2 x 1*1/2
Yes | DV2949B | 11/20/2015 | ALBARENA D | DANTE ALBARENA | PVC AP_90ELB PLN_1*1/2 | AP 90° ELBOW PLAIN 1*1/2" | 10 | 53 | ZYPE 90° ELBOW PLAIN 1*1/2" | ZYPE 90° ELBOW PLAIN 1*1/2"
Yes | DV2949B | 11/20/2015 | ALBARENA D | DANTE ALBARENA | PVC - P1/2 | PIPE 1/2 | 2 | 140 | ZYPE PIPE 1/2" | ZYPE PIPE 1/2"
Yes | DV2949B | 11/20/2015 | ALBARENA D | DANTE ALBARENA | PVC - P3/4 | PIPE 3/4 | 2 | 212 | ZYPE PIPE 3/4 | ZYPE PIPE 3/4
Yes | DV2949B | 11/20/2015 | ALBARENA D | DANTE ALBARENA | PVC - P1 | PIPE 1" | 10 | 344 | ZYPE PIPE 1" | ZYPE PIPE 1"
Yes | DV2949B | 11/20/2015 | ALBARENA D | DANTE ALBARENA | PVC AP_90ELB PLN_1 | AP 90° ELBOW PLAIN 1" | 20 | 21 | ZYPE 90° ELBOW PLAIN 1" | ZYPE 90° ELBOW PLAIN 1"
Yes | DV2950B | 11/20/2015 | BERSAMIRA | ROSELLE T. BERSAMIRA | ACCS_HEAT | HEAT GUN AP1600W model | 1 | 750 | HEAT GUN AP1600W model | HEAT GUN AP1600W model
Yes | DV2951B | 11/21/2015 | DELOS SANTOS B. | BERNARD J. DELOS SANTOS | FIL WC 20BB-PP | WATERCHECK 20BB - 5 MICRON | 3 | 360 | #N/A | WATERCHECK 20BB - 5 MICRON
Yes | DV2951B | 11/21/2015 | DELOS SANTOS B. | BERNARD J. DELOS SANTOS | ACCS_BRAC BBT | BRACKET STEEL BB TAIWAN | 4 | 0 | BRACKET STEEL BB TAIWAN | BRACKET STEEL BB TAIWAN
Yes | DV2951B | 11/21/2015 | DELOS SANTOS B. | BERNARD J. DELOS SANTOS | ACCS_SCREW2 | SCREW for BB HOUSING | 16 | 0 | SCREW FOR BB HOUSING | SCREW FOR BB HOUSING
Yes | DV2951B | 11/21/2015 | DELOS SANTOS B. | BERNARD J. DELOS SANTOS | ACCS_SPNR BB-T | SPANNER WRENCH BB TAIWAN | 4 | 0 | SPANNER WRENCH BB TAIWAN (BLACK) | SPANNER WRENCH BB TAIWAN (BLACK)
Yes | DV2951B | 11/21/2015 | DELOS SANTOS B. | BERNARD J. DELOS SANTOS | HOUSING BB20-T | BIG BLUE HOUSING 20" npt 1" TAiWAN | 4 | 1300 | (bdle) BIG BLUE HOUSING 20" npt 1" TAIWAN w/ ACCS. | (bdle) BIG BLUE HOUSING 20" npt 1" TAIWAN w/ ACCS.
Yes | DV2951B | 11/21/2015 | DELOS SANTOS B. | BERNARD J. DELOS SANTOS | ACCS_STS | STRAINER H 2805 | 2 | 0 | #N/A | STRAINER H 2805
Yes | DV2951B | 11/21/2015 | DELOS SANTOS B. | BERNARD J. DELOS SANTOS | VH MSED | MANUAL HEAD SEDIMENT F56A3 2.5" | 2 | 1000 | RUNXIN MANUAL HEAD F56A3 SEDIMENT (4m³/h) | RUNXIN MANUAL HEAD F56A3 SEDIMENT (4m³/h)
Yes | DV2951B | 11/21/2015 | DELOS SANTOS B. | BERNARD J. DELOS SANTOS | ACCS_STSB | STRAINER H 2807 | 2 | 0 | #N/A | STRAINER H 2807
Yes | DV2951B | 11/21/2015 | DELOS SANTOS B. | BERNARD J. DELOS SANTOS | ACCS_RTUBE | RISER TUBE ONLY (10x54) | 2 | 0 | RISER TUBE for 10 x 54 FRP | RISER TUBE for 10 x 54 FRP
Yes | DV2951B | 11/21/2015 | DELOS SANTOS B. | BERNARD J. DELOS SANTOS | FRP 1054 WV_2 | FRP TANK 10" x 54" WAVE CYBER BLUE | 2 | 2300 | #N/A | FRP TANK 10" x 54" WAVE CYBER BLUE
Yes | DV2952B | 11/21/2015 | WATERGATE | WATERGATE PUMPS & WELL SERVICES | PVC_TTH3/4 | TEE THREADED 3/4" | 30 | 25 | ZYPE TEE THREADED 3/4" | ZYPE TEE THREADED 3/4"
Yes | DV2952B | 11/21/2015 | WATERGATE | WATERGATE PUMPS & WELL SERVICES | PVC-ELB-TRD 3/4 | ELBOW THREADED 3/4 | 30 | 27 | ZYPE 90° ELBOW THREADED 3/4" | ZYPE 90° ELBOW THREADED 3/4"
Yes | DV2952B | 11/21/2015 | WATERGATE | WATERGATE PUMPS & WELL SERVICES | PVC-ELB-TRD 1/2 | ELBOW THREADED 1/2 | 50 | 23 | ZYPE 90° ELBOW THREADED 1/2" | ZYPE 90° ELBOW THREADED 1/2"
Yes | DV2952B | 11/21/2015 | WATERGATE | WATERGATE PUMPS & WELL SERVICES | PVC AP_COUP PLN_1 | AP COUPLING PLAIN 1" | 30 | 14 | ZYPE COUPLING PLAIN 1" | ZYPE COUPLING PLAIN 1"
Yes | DV2952B | 11/21/2015 | WATERGATE | WATERGATE PUMPS & WELL SERVICES | PVC AP_COUP PLN_3/4 | AP COUPLING PLAIN 3/4" | 30 | 9 | ZYPE COUPLING PLAIN 3/4" | ZYPE COUPLING PLAIN 3/4"
Yes | DV2952B | 11/21/2015 | WATERGATE | WATERGATE PUMPS & WELL SERVICES | PVC AP_COUP PLN_1/2 | AP COUPLING PLAIN 1/2" | 50 | 6 | ZYPE COUPLING PLAIN 1/2" | ZYPE COUPLING PLAIN 1/2"
Yes | DV2952B | 11/21/2015 | WATERGATE | WATERGATE PUMPS & WELL SERVICES | PVC AP_MALE A_1 | AP MALE ADAPTOR 1" | 30 | 15 | ZYPE MALE ADAPTOR 1" | ZYPE MALE ADAPTOR 1"
Yes | DV2952B | 11/21/2015 | WATERGATE | WATERGATE PUMPS & WELL SERVICES | PVC AP_TEE PLN_1 | AP TEE PLAIN 1" - DM MT0678 | 30 | 32 | #N/A | AP TEE PLAIN 1" - DM MT0678
Yes | DV2952B | 11/21/2015 | WATERGATE | WATERGATE PUMPS & WELL SERVICES | PVC AP_TEE PLN_3/4 | AP TEE PLAIN 3/4" | 30 | 18 | ZYPE TEE PLAIN 3/4" | ZYPE TEE PLAIN 3/4"
Yes | DV2952B | 11/21/2015 | WATERGATE | WATERGATE PUMPS & WELL SERVICES | PVC AP_PTN PLN_1 | AP PATENTE PLAIN 1" | 20 | 82 | ZYPE PATENTE PLAIN 1" | ZYPE PATENTE PLAIN 1"
Yes | DV2952B | 11/21/2015 | WATERGATE | WATERGATE PUMPS & WELL SERVICES | PVC AP_PTN PLN_3/4 | AP PATENTE PLAIN 3/4" | 20 | 52 | ZYPE PATENTE PLAIN 3/4" | ZYPE PATENTE PLAIN 3/4"
Yes | DV2952B | 11/21/2015 | WATERGATE | WATERGATE PUMPS & WELL SERVICES | PVC AP_PTN PLN_1/2 | AP PATENTE PLAIN 1/2" | 30 | 40 | ZYPE PATENTE PLAIN 1/2" | ZYPE PATENTE PLAIN 1/2"
Yes | DV2952B | 11/21/2015 | WATERGATE | WATERGATE PUMPS & WELL SERVICES | PVC AP_90ELB PLN_1/2 | AP 90° ELBOW PLAIN 1/2" | 50 | 10.35 | ZYPE 90° ELBOW PLAIN 1/2" | ZYPE 90° ELBOW PLAIN 1/2"
Yes | DV2953B | 11/21/2015 | UNIQUE | UNIQUE INTERNATIONAL | ROM_LCLE4040 | FILMTEC BW30 40 x 40 L.C-LE | 25 | 9500 | FILMTEC BW30 40 x 40 L.C.L.E | FILMTEC BW30 40 x 40 L.C.L.E
Yes | DV2954B | 11/21/2015 | UNIQUE | UNIQUE INTERNATIONAL | PUMP-TVP | TEKNA ELECTRONIC MATERIAL PUMP - AKS603NHP0800 | 1 | 13000 | TEKNA ELECTRONIC MATERIAL PUMP - AKS603NHP0800 | TEKNA ELECTRONIC MATERIAL PUMP - AKS603NHP0800
Yes | DV2954B | 11/21/2015 | UNIQUE | UNIQUE INTERNATIONAL | FRP CT 120L. | CHEMICAL TANK 120 LITERS | 1 | 3000 | #N/A | CHEMICAL TANK 120 LITERS
Yes | DV2955B | 11/21/2015 | RMA | RMA SUPER CARE PURIFIED DRINKING WATER | ACCS_HEAT | HEAT GUN AP1600W model | 1 | 550 | HEAT GUN AP1600W model | HEAT GUN AP1600W model
Yes | DV2956B | 11/21/2015 | KINNEY | KINNEY HARDWARE | PUMP CDLF16-6 | CNP CDLF16-6 (15hp) 11kw. 3 PHASE | 1 | 57250 | #N/A | CNP CDLF16-6 (15hp) 11kw. 3 PHASE
Yes | DV2957B | 11/23/2015 | MICROTECH | MICROTEC | ACCS_FLCR | RADAR FLUID LEVEL CONTROLLER | 20 | 280 | ST-70AB RADAR FLUID LEVEL CONTROLLER | ST-70AB RADAR FLUID LEVEL CONTROLLER
Yes | DV2957B | 11/23/2015 | MICROTECH | MICROTEC | PUMP-APC 1 | AUTOMATIC PUMP CONTROL (MAC 03) | 10 | 1200 | MAZAKI AUTOMATIC PUMP CONTROL (MAC 03) | MAZAKI AUTOMATIC PUMP CONTROL (MAC 03)
Yes | DV2957B | 11/23/2015 | MICROTECH | MICROTEC | JAC_CONN 1088 | JACO FIBRA 1088 (1/2x1/2) 220psi | 40 | 86 | JACO FIBRA 1088 - 1/2mm x 1/2" male straight (US 220psi) | JACO FIBRA 1088 - 1/2mm x 1/2" male straight (US 220psi)
Yes | DV2957B | 11/23/2015 | MICROTECH | MICROTEC | FIL HYDRO 20 PP_1 | HYDROSEP 20SL - 5 MICRON | 125 | 90 | #N/A | HYDROSEP 20SL - 5 MICRON
Yes | DV2957B | 11/23/2015 | MICROTECH | MICROTEC | FIL HYDRO 20 PP_1 | HYDROSEP 20SL - 1 MICRON | 125 | 90 | #N/A | HYDROSEP 20SL - 1 MICRON
Yes | DV2957B | 11/23/2015 | MICROTECH | MICROTEC | PRE MPC-06 | MASAKI LOW PRESSURE SWITCH MPC-06 -DM | 5 | 800 | #N/A | MASAKI LOW PRESSURE SWITCH MPC-06 -DM
Yes | DV2958B | 11/23/2015 | MICROTECH 2 | MICROLITE ENTERPRISES | STL SS304 - A | SS304 VESSEL w/ PLASTIC END CAP - A | 4 | 3800 | SS304 VESSEL 4040 w/ PLASTIC END CAP - A (seamless) | SS304 VESSEL 4040 w/ PLASTIC END CAP - A (seamless)
Yes | DV2958B | 11/23/2015 | MICROTECH 2 | MICROLITE ENTERPRISES | FIL WR30 20SL | WATERCHECK 20SL - WR30 | 10 | 220 | #N/A | WATERCHECK 20SL - WR30
Yes | DV2958B | 11/23/2015 | MICROTECH 2 | MICROLITE ENTERPRISES | ACCS_FVC 1" | FLOAT VALVE CONTROL 1" | 2 | 320 | FLOAT VALVE CONTROL 1" | FLOAT VALVE CONTROL 1"
Yes | DV2958B | 11/23/2015 | MICROTECH 2 | MICROLITE ENTERPRISES | ACCS_FVC 3/4" | FLOAT VALVE CONTROL 3/4" | 2 | 260 | FLOAT VALVE CONTROL 3/4" | FLOAT VALVE CONTROL 3/4"
Yes | DV2960B | 11/21/2015 | ORO HI- CEBU | CEBU HI-Q MANUFACTURING CORP. | STL SS304 4080 A | SS 304 40 x 80 PLATIC END CAP - A | 1 | 6500 | SS304 VESSEL 4080 w/ PLASTIC END CAP - A (seamless) | SS304 VESSEL 4080 w/ PLASTIC END CAP - A (seamless)
Yes | DV2961B | 11/23/2015 | JANE | AQUAPRO c/o JANE & BERT | HOSE J1/2 B | JOHN GUEST HOSE 1/2" BLUE color | 20 | 120 | JOHN GUEST HOSE 1/2" BLUE color (75 meter/roll) | JOHN GUEST HOSE 1/2" BLUE color (75 meter/roll)
Yes | DV2961B | 11/23/2015 | JANE | AQUAPRO c/o JANE & BERT | FIL HYDRO 10SL CBF | HYDROSEP 10SL - CBF | 20 | 275 | #N/A | HYDROSEP 10SL - CBF
Yes | DV2961B | 11/23/2015 | JANE | AQUAPRO c/o JANE & BERT | FIL EP 20SL | PENTEK EP - 20 SLIM | 6 | 580 | PENTEK EP - 20 SLIM | PENTEK EP - 20 SLIM
Yes | DV2961B | 11/23/2015 | JANE | AQUAPRO c/o JANE & BERT | FIL HYDRO 20SL CBF(WO) | HYDROSEP 20SL - CARBON (w/O net inside) | 24 | 550 | #N/A | HYDROSEP 20SL - CARBON (w/O net inside)
Yes | DV2961B | 11/23/2015 | JANE | AQUAPRO c/o JANE & BERT | UV BALLAST REP 2 | ULTRA VIOLET BALLAST 2 GPM | 1 | 1800 | ULTRA VIOLET WONDER BALLAST 2 GPM | ULTRA VIOLET WONDER BALLAST 2 GPM
Yes | DV2961B | 11/23/2015 | JANE | AQUAPRO c/o JANE & BERT | UV LAMP 2 | ULTRA VIOLET LAMP 2 GPM | 1 | 1000 | ULTRA VIOLET WONDER LAMP 2 GPM (14W) | ULTRA VIOLET WONDER LAMP 2 GPM (14W)
Yes | DV2962B | 11/21/2015 | VITALITE | VITALITE TRADING | PVC- TEFLON | TEFLON TAPE | 10 | 13 | TITANIUM TEFLON TAPE 3/4" | TITANIUM TEFLON TAPE 3/4"
Yes | DV2962B | 11/21/2015 | VITALITE | VITALITE TRADING | PVC - P1/2 | PIPE 1/2 | 2 | 119 | ZYPE PIPE 1/2" | ZYPE PIPE 1/2"
Yes | DV2962B | 11/21/2015 | VITALITE | VITALITE TRADING | PVC AP_90ELB PLN_1/2 | AP 90° ELBOW PLAIN 1/2" | 5 | 8 | ZYPE 90° ELBOW PLAIN 1/2" | ZYPE 90° ELBOW PLAIN 1/2"
Yes | DV2962B | 11/21/2015 | VITALITE | VITALITE TRADING | PVC - BVALVE 1" | BALL VALVE 1" | 2 | 90 | ZYPE BALL VALVE 1" | ZYPE BALL VALVE 1"
Yes | DV2962B | 11/21/2015 | VITALITE | VITALITE TRADING | PVC AP_90ELB PLN_1 | AP 90° ELBOW PLAIN 1" | 10 | 18 | ZYPE 90° ELBOW PLAIN 1" | ZYPE 90° ELBOW PLAIN 1"
Yes | DV2962B | 11/21/2015 | VITALITE | VITALITE TRADING | PVC AP_PTN PLN_1 | AP PATENTE PLAIN 1" | 3 | 70 | ZYPE PATENTE PLAIN 1" | ZYPE PATENTE PLAIN 1"
Yes | DV2962B | 11/21/2015 | VITALITE | VITALITE TRADING | PVC AP_MALE A_1 | AP MALE ADAPTOR 1" | 3 | 15 | ZYPE MALE ADAPTOR 1" | ZYPE MALE ADAPTOR 1"
Yes | DV2962B | 11/21/2015 | VITALITE | VITALITE TRADING | PPR- F ADP1" | PPR FEMALE ADAPTOR 1" | 1 | 270 | PPR FEMALE ADAPTOR 1" | PPR FEMALE ADAPTOR 1"
Yes | DV2962B | 11/21/2015 | VITALITE | VITALITE TRADING | PPR- M PT1" | PPR MALE PATENTE THREADED 1" | 2 | 720 | PPR MALE PATENTE THREADED 1" | PPR MALE PATENTE THREADED 1"
Yes | DV2962B | 11/21/2015 | VITALITE | VITALITE TRADING | PPR- PATENTE1 | PPR FEMALE PATENTE THREADED 1" | 1 | 720 | PPR FEMALE PATENTE THREADED 1" | PPR FEMALE PATENTE THREADED 1"
Yes | DV2962B | 11/21/2015 | VITALITE | VITALITE TRADING | PPR-90˚EP1 | PPR 90˚ ELBOW PLAIN 1" | 5 | 40 | PPR 90? ELBOW PLAIN 1" | PPR 90? ELBOW PLAIN 1"
Yes | DV2962B | 11/21/2015 | VITALITE | VITALITE TRADING | PPR-GV1 | PPR GATE VALVE 1" | 1 | 550 | PPR GATE VALVE 1" | PPR GATE VALVE 1"
Yes | DV2962B | 11/21/2015 | VITALITE | VITALITE TRADING | PPR- TP1 | PPR TEE PLAIN 1" | 4 | 54 | PPR TEE PLAIN 1" | PPR TEE PLAIN 1"
Yes | DV2963B | 11/23/2015 | HP | HIGH PURITY TECHNOLOGIES, INC. | FIL NB WP100 - 30SL | PUREGEN 30SL - WP 100 MICRON | 35 | 150 | #N/A | PUREGEN 30SL - WP 100 MICRON
Yes | DV2963B | 11/23/2015 | HP | HIGH PURITY TECHNOLOGIES, INC. | FIL NB WP50 - 30SL | PUREGEN 30SL - WP 50 MICRON | 250 | 150 | #N/A | PUREGEN 30SL - WP 50 MICRON
Yes | DV2963B | 11/23/2015 | HP | HIGH PURITY TECHNOLOGIES, INC. | FIL NB WP1 - 30SL | PUREGEN 30SL - WP 1 MICRON | 210 | 150 | #N/A | PUREGEN 30SL - WP 1 MICRON
Yes | DV2963B | 11/23/2015 | HP | HIGH PURITY TECHNOLOGIES, INC. | FIL NB WP10 - 20SL | PUREGEN 20SL - WP 10 MICRON | 150 | 100 | #N/A | PUREGEN 20SL - WP 10 MICRON
Yes | DV2965B | 11/24/2015 | BBC | BBC WATERSHOPPE | ACCS_HEAT | HEAT GUN AP1600W model | 1 | 550 | HEAT GUN AP1600W model | HEAT GUN AP1600W model
Yes | DV2965B | 11/24/2015 | BBC | BBC WATERSHOPPE | PVC AP_IN RED_1x3/4 | AP INSIDE REDUCER 1" x 3/4" | 1 | 9 | ZYPE INSIDE REDUCER 1" x 3/4" | ZYPE INSIDE REDUCER 1" x 3/4"
Yes | DV2965B | 11/24/2015 | BBC | BBC WATERSHOPPE | PVC AP_IN RED_3/4x1/2 | AP INSIDE REDUCER 3/4" x 1/2" | 1 | 5 | ZYPE INSIDE REDUCER 3/4" x 1/2" | ZYPE INSIDE REDUCER 3/4" x 1/2"
Yes | DV2965B | 11/24/2015 | BBC | BBC WATERSHOPPE | PVC AP_COUP THR_1/2x1/4 | AP COUPLING REDUCER THREADED 1/2" x 1/4" | 1 | 16 | ZYPE COUPLING REDUCER THREADED 1/2" x 1/4" | ZYPE COUPLING REDUCER THREADED 1/2" x 1/4"
Yes | DV2965B | 11/24/2015 | BBC | BBC WATERSHOPPE | JAC_CONN 708 | JACO FIBRA 708 (1/2x1/2) 220psi | 1 | 162 | JACO FIBRA 708 - 1/2mm x 1/2" union tee (US 220psi) | JACO FIBRA 708 - 1/2mm x 1/2" union tee (US 220psi)
Yes | DV2965B | 11/24/2015 | BBC | BBC WATERSHOPPE | PRE MPC-06 | MASAKI LOW PRESSURE SWITCH MPC-06 | 1 | 800 | MASAKI LOW PRESSURE SWITCH MPC-06 | MASAKI LOW PRESSURE SWITCH MPC-06
Yes | DV2965B | 11/24/2015 | BBC | BBC WATERSHOPPE | FIL HYDRO 20SL CBF(WO) | HYDROSEP 20SL - CARBON (w/O net inside) | 1 | 480 | #N/A | HYDROSEP 20SL - CARBON (w/O net inside)
Yes | DV2965B | 11/24/2015 | BBC | BBC WATERSHOPPE | FIL WC 10SL-PP | WATERCHECK 10SL - 5 MICRON | 1 | 35 | #N/A | WATERCHECK 10SL - 5 MICRON
Yes | DV2965B | 11/24/2015 | BBC | BBC WATERSHOPPE | FIL WC 20SLPP | WATERCHECK 20SL - 5 MICRON | 2 | 63 | #N/A | WATERCHECK 20SL - 5 MICRON
Yes | DV2965B | 11/24/2015 | BBC | BBC WATERSHOPPE | FIL WC 20SL-CBF | WATERCHECK 20SL - CBF | 2 | 280 | #N/A | WATERCHECK 20SL - CBF
Yes | DV2966B | 11/23/2015 | VITALITE | VITALITE TRADING |  |  |  |  | #N/A
Yes | DV2967B | 11/23/2015 | BAJAO | KYZIAN WATER STATION EQUIP. PARTS & SUPPLIES | JAC_CONN 2588 | JACO FIBRA 2588 (1/2"x1/2") 220psi | 20 | 86 | JACO FIBRA 2588 - 1/2mm x 1/2" female straight (US 220psi) | JACO FIBRA 2588 - 1/2mm x 1/2" female straight (US 220psi)
Yes | DV2967B | 11/23/2015 | BAJAO | KYZIAN WATER STATION EQUIP. PARTS & SUPPLIES | JAC_CONN 4088 | JACO FIBRA 4088 (1/2x1/2) 220psi | 20 | 96 | JACO FIBRA 4088 - 1/2mm x 1/2" male elbow (US 220psi) | JACO FIBRA 4088 - 1/2mm x 1/2" male elbow (US 220psi)
Yes | DV2967B | 11/23/2015 | BAJAO | KYZIAN WATER STATION EQUIP. PARTS & SUPPLIES | ACCS_STS | STRAINER H 2805 | 2 | 0 | #N/A | STRAINER H 2805
Yes | DV2967B | 11/23/2015 | BAJAO | KYZIAN WATER STATION EQUIP. PARTS & SUPPLIES | VH F63 | RUNXIN HEAD F63 SOFTENER B1 | 2 | 4500 | RUNXIN DIGITAL HEAD F63B1 SOFTENER (4m³/h) | RUNXIN DIGITAL HEAD F63B1 SOFTENER (4m³/h)
Yes | DV2967B | 11/23/2015 | BAJAO | KYZIAN WATER STATION EQUIP. PARTS & SUPPLIES | HOSE 1/4 B | HOSE R.O TUBING 1/4 BLUE color | 20 | 35 | CCK R.O TUBING HOSE 1/4" BLUE color (300 meter/roll) | CCK R.O TUBING HOSE 1/4" BLUE color (300 meter/roll)
Yes | DV2967B | 11/23/2015 | BAJAO | KYZIAN WATER STATION EQUIP. PARTS & SUPPLIES | UV SET X-6TC | ULTRA VIOLET SET 6 GPM - TEDITO brand (china) | 3 | 4500 | ULTRA VIOLET TEDITO SET 6 GPM (china) | ULTRA VIOLET TEDITO SET 6 GPM (china)
Yes | DV2967B | 11/23/2015 | BAJAO | KYZIAN WATER STATION EQUIP. PARTS & SUPPLIES | ACCS_FVC 3/4" | FLOAT VALVE CONTROL 3/4" | 10 | 260 | FLOAT VALVE CONTROL 3/4" | FLOAT VALVE CONTROL 3/4"
Yes | DV2967B | 11/23/2015 | BAJAO | KYZIAN WATER STATION EQUIP. PARTS & SUPPLIES | FCET_GOOSE | GOOSENECK FAUCET ONLY | 10 | 220 | FF-800 GOOSENECK FAUCET ONLY | FF-800 GOOSENECK FAUCET ONLY
Yes | DV2967B | 11/23/2015 | BAJAO | KYZIAN WATER STATION EQUIP. PARTS & SUPPLIES | PRE VALVE 3/4 SAN | SOLENOID VALVE 3/4" BRASS SANLIXIN | 5 | 1600 | SOLENOID VALVE 3/4" BRASS SANLIXIN | SOLENOID VALVE 3/4" BRASS SANLIXIN
Yes | DV2967B | 11/23/2015 | BAJAO | KYZIAN WATER STATION EQUIP. PARTS & SUPPLIES | PRE VALVE 1/2 SAN | SOLENOID VALVE 1/2" BRASS SANLIXIN - 10kg. | 5 | 1200 | SOLENOID VALVE 1/2" BRASS SANLIXIN (10kg) | SOLENOID VALVE 1/2" BRASS SANLIXIN (10kg)
Yes | DV2967B | 11/23/2015 | BAJAO | KYZIAN WATER STATION EQUIP. PARTS & SUPPLIES | ACCS_CTR RTK | ROTEK COMPUTER CONTROLLER | 3 | 2500 | ROTEK COMPUTER CONTROLLER | ROTEK COMPUTER CONTROLLER
Yes | DV2968B | 11/25/2015 | AMAZING | AMAZING SPIRIT | ACCS_HEAT | HEAT GUN AP1600W model | 5 | 550 | HEAT GUN AP1600W model | HEAT GUN AP1600W model
Yes | DV2968B | 11/25/2015 | AMAZING | AMAZING SPIRIT | FIL HYDRO 20 PP_1 | HYDROSEP 20SL - 1 MICRON | 25 | 90 | #N/A | HYDROSEP 20SL - 1 MICRON
Yes | DV2968B | 11/25/2015 | AMAZING | AMAZING SPIRIT | FIL HYDRO 20 PP_1 | HYDROSEP 20SL - 20 MICRON | 25 | 90 | #N/A | HYDROSEP 20SL - 20 MICRON
Yes | DV2968B | 11/25/2015 | AMAZING | AMAZING SPIRIT | FIL HYDRO 20 PP_1 | HYDROSEP 20SL - 10 MICRON | 25 | 90 | #N/A | HYDROSEP 20SL - 10 MICRON
Yes | DV2968B | 11/25/2015 | AMAZING | AMAZING SPIRIT | FIL HYDRO 20 PP_1 | HYDROSEP 20SL - 5 MICRON | 50 | 90 | #N/A | HYDROSEP 20SL - 5 MICRON
Yes | DV2969B | 11/25/2015 | PRECIOUS | PRECIOUS DROP c/o JOEFRY UMALI | MF SSALT CLARO | CLARO VIDA SOLAR SALT (50kgs.) | 2 | 350 | CLARO VIDA SOLAR SALT (50kgs.) | CLARO VIDA SOLAR SALT (50kgs.)
Yes | DV2970BG | 11/25/2015 | PRECIOUS | PRECIOUS DROP c/o JOEFRY UMALI | GAL_SEAL OVERALL | OVER-ALL UMBRELLA CAP SEAL 1,000pcs./2pack | 5 | 260 | OVER-ALL UMBRELLA CAP SEAL 1,000pcs/2PACK | OVER-ALL UMBRELLA CAP SEAL 1,000pcs/2PACK
Yes | DV2970BG | 11/25/2015 | PRECIOUS | PRECIOUS DROP c/o JOEFRY UMALI | GAL_SEAL SMALL | SMALL CAP SEAL (68mm x 30mm) 1,000pcs./PACK | 8 | 120 | SMALL CAP SEAL (68mm x 30mm) 1,000pcs/2PACK | SMALL CAP SEAL (68mm x 30mm) 1,000pcs/2PACK
Yes | DV2970BG | 11/25/2015 | PRECIOUS | PRECIOUS DROP c/o JOEFRY UMALI | GAL_SEAL FCT | FAUCET SEAL (80mm x 50mm) 1,000pcs./PACK | 8 | 160 | FAUCET SEAL (80mm x 50mm) 1,000pcs/PACK | FAUCET SEAL (80mm x 50mm) 1,000pcs/PACK
Yes | DV2970BG | 11/25/2015 | PRECIOUS | PRECIOUS DROP c/o JOEFRY UMALI | GAL_SLIM | SLIM CONTAINER 5 GALLON | 70 | 125 | SLIM CONTAINER 5 GALLON | SLIM CONTAINER 5 GALLON
Yes | DV2971B | 11/24/2015 | SEAMAN'S | SEAMAN'S MARKETING | ROS_SETMCB | MODULE w/ CONTROL BOX ONLY | 1 | 30000 | #N/A | MODULE w/ CONTROL BOX ONLY
Yes | DV2972B | 11/24/2015 | FIRST STATION | WATER ELEMENT | ROS_SET3VS3 | 3000 GPD A88-VANINA SERIES w/ MANUAL HEAD | 1 | 76700 | #N/A | 3000 GPD A88-VANINA SERIES w/ MANUAL HEAD
Yes | DV2973B | 11/24/2015 | FIRST STATION | WATER ELEMENT | ACCS_HEAT | HEAT GUN AP1600W model | 1 | 520 | HEAT GUN AP1600W model | HEAT GUN AP1600W model
Yes | DV2973B | 11/24/2015 | FIRST STATION | WATER ELEMENT | PVC - F.V.A | FORMOSA VINYL ADHESIVE | 1 | 385 | FORMOSA VINYL ADHESIVE 410g | FORMOSA VINYL ADHESIVE 410g
Yes | DV2973B | 11/24/2015 | FIRST STATION | WATER ELEMENT | MEM_EPJ | ESPA 4 - JAPAN | 1 | 11000 | HYDRONOUTICS ESPA 4 - JAPAN | HYDRONOUTICS ESPA 4 - JAPAN
Yes | DV2973B | 11/24/2015 | FIRST STATION | WATER ELEMENT | MF SSALT CLARO | CLARO VIDA SOLAR SALT (50kgs.) | 1 | 380 | CLARO VIDA SOLAR SALT (50kgs.) | CLARO VIDA SOLAR SALT (50kgs.)
Yes | DV2973B | 11/24/2015 | FIRST STATION | WATER ELEMENT | MF ACT. CBF PURE8x12 | PURE PRIME ACTIVATED CARBON 8 x 12 | 1 | 2200 | PURE PRIME ACTIVATED CARBON 8 x 12 | PURE PRIME ACTIVATED CARBON 8 x 12
Yes | DV2973B | 11/24/2015 | FIRST STATION | WATER ELEMENT | MF ANTRA | ANTHRACITE (James Cumming)) | 1 | 1600 | JAMES CUMMING ANTHRACITE 0.83mm | JAMES CUMMING ANTHRACITE 0.83mm
Yes | DV2973B | 11/24/2015 | FIRST STATION | WATER ELEMENT | MF QSAND | QUARTZ SAND | 1 | 380 | QUARTZ SAND | QUARTZ SAND
Yes | DV2973B | 11/24/2015 | FIRST STATION | WATER ELEMENT | MF SSAND | SILICA SAND | 1 | 380 | SILICA SAND | SILICA SAND
Yes | DV2973B | 11/24/2015 | FIRST STATION | WATER ELEMENT | MF PBL5 | PEBBLES #5 | 1 | 440 | PEBBLES #5 | PEBBLES #5
Yes | DV2973B | 11/24/2015 | FIRST STATION | WATER ELEMENT | MF RESIN H-C100E | RESIN H-C 100E (new) | 1 | 1500 | HI-GRADE RESIN H-C 100E | HI-GRADE RESIN H-C 100E
Yes | DV2974B | 11/24/2015 | FIRST STATION | WATER ELEMENT | FIL WC 20SL-CBF | WATERCHECK 20SL - CBF | 1 | 250 | #N/A | WATERCHECK 20SL - CBF
Yes | DV2974B | 11/24/2015 | FIRST STATION | WATER ELEMENT | FIL WC 20SLPP | WATERCHECK 20SL - 1 MICRON | 2 | 65 | #N/A | WATERCHECK 20SL - 1 MICRON
Yes | DV2974B | 11/24/2015 | FIRST STATION | WATER ELEMENT | FIL WC 20SLPP | WATERCHECK 20SL - 5 MICRON | 1 | 65 | #N/A | WATERCHECK 20SL - 5 MICRON
Yes | DV2974B | 11/24/2015 | FIRST STATION | WATER ELEMENT | HOSE 10 X 6.5 B | HOSE 10 x 6.5mm. BLUE color | 2 | 40 | TPUCO HOSE 10 x 6.5 mm. BLUE color (100 meter/roll) | TPUCO HOSE 10 x 6.5 mm. BLUE color (100 meter/roll)
Yes | DV2974B | 11/24/2015 | FIRST STATION | WATER ELEMENT | ACCS_AIR | H9909-1 AIRCHECK FOR BRINE TANK | 1 | 0 | H9909-1 AIRCHECK FOR BRINE TANK | H9909-1 AIRCHECK FOR BRINE TANK
Yes | DV2974B | 11/24/2015 | FIRST STATION | WATER ELEMENT | FRP BT 80L | BRINE TANK 80L. (blue) | 1 | 1500 | BRINE TANK 80L. BLUE | BRINE TANK 80L. BLUE
Yes | DV2974B | 11/24/2015 | FIRST STATION | WATER ELEMENT | ACCS_FVC 3/4" | FLOAT VALVE CONTROL 3/4" | 1 | 254 | FLOAT VALVE CONTROL 3/4" | FLOAT VALVE CONTROL 3/4"
Yes | DV2974B | 11/24/2015 | FIRST STATION | WATER ELEMENT | ACCS_FLCR | RADAR FLUID LEVEL CONTROLLER | 3 | 250 | ST-70AB RADAR FLUID LEVEL CONTROLLER | ST-70AB RADAR FLUID LEVEL CONTROLLER
Yes | DV2974B | 11/24/2015 | FIRST STATION | WATER ELEMENT | FCET_GOOSE | GOOSENECK FAUCET ONLY | 3 | 250 | FF-800 GOOSENECK FAUCET ONLY | FF-800 GOOSENECK FAUCET ONLY
Yes | DV2974B | 11/24/2015 | FIRST STATION | WATER ELEMENT | FCET_CONN | GOOSENECK CONNECTOR 1/2" SS ONLY | 3 | 140 | GOOSENECK CONNECTOR 1/2" SS ONLY | GOOSENECK CONNECTOR 1/2" SS ONLY
Yes | DV2975B | 11/25/2015 | FILTERCHEM | FILTERCHEM INC. | FIL NB WP5 - 40SL | PUREGEN 40SL - WP 5 MICRON | 600 | 180 | #N/A | PUREGEN 40SL - WP 5 MICRON
Yes | DV2976B | 11/24/2015 | ORO HI- CEBU | CEBU HI-Q MANUFACTURING CORP. | NIP_NPB3/4 | NIPLE REDUCER 3/4" BRASS | 30 | 60 | NIPPLE REDUCER M-THREAD PIPE 3/4" BRASS | NIPPLE REDUCER M-THREAD PIPE 3/4" BRASS
Yes | DV2976B | 11/24/2015 | ORO HI- CEBU | CEBU HI-Q MANUFACTURING CORP. | ROM_LCLE4040 | FILMTEC BW30 40 x 40 L.C-LE | 5 | 9000 | FILMTEC BW30 40 x 40 L.C.L.E | FILMTEC BW30 40 x 40 L.C.L.E
Yes | DV2976B | 11/24/2015 | ORO HI- CEBU | CEBU HI-Q MANUFACTURING CORP. | PVC - F.V.A | FORMOSA VINYL ADHESIVE | 20 | 145 | FORMOSA VINYL ADHESIVE 410g | FORMOSA VINYL ADHESIVE 410g
Yes | DV2976B | 11/24/2015 | ORO HI- CEBU | CEBU HI-Q MANUFACTURING CORP. | MF ACT. CBF PURE8x12 | PURE PRIME ACTIVATED CARBON 8 x 12 | 20 | 2000 | PURE PRIME ACTIVATED CARBON 8 x 12 | PURE PRIME ACTIVATED CARBON 8 x 12
Yes | DV2976B | 11/24/2015 | ORO HI- CEBU | CEBU HI-Q MANUFACTURING CORP. | PUMP CDLF1-190 | CNP CDLF1-190 (3hp) 2.2kw. 1PHASE | 2 | 26131 | #N/A | CNP CDLF1-190 (3hp) 2.2kw. 1PHASE
Yes | DV2976B | 11/24/2015 | ORO HI- CEBU | CEBU HI-Q MANUFACTURING CORP. | NIP_CB1/2" | COUPLING REDUCER BRASS 1/2" x 1/4" | 30 | 40 | BUSHING REDUCER M-F 1/2" x 1/4" HEX PIPE BRASS | BUSHING REDUCER M-F 1/2" x 1/4" HEX PIPE BRASS
Yes | DV2976B | 11/24/2015 | ORO HI- CEBU | CEBU HI-Q MANUFACTURING CORP. | PUMP-APCY | AUTOMATIC PUMP CONTROL 1*1/4" (yellow) | 3 | 1600 | MAZAKI AUTOMATIC PUMP CONTROL 1*1/4" (yellow) | MAZAKI AUTOMATIC PUMP CONTROL 1*1/4" (yellow)
Yes | DV2976B | 11/24/2015 | ORO HI- CEBU | CEBU HI-Q MANUFACTURING CORP. | PUMP-APC 1 | AUTOMATIC PUMP CONTROL (MAC 03) | 36 | 1300 | MAZAKI AUTOMATIC PUMP CONTROL (MAC 03) | MAZAKI AUTOMATIC PUMP CONTROL (MAC 03)
Yes | DV2979B | 11/24/2015 | ORO HI- CEBU | CEBU HI-Q MANUFACTURING CORP. | PUMP_0L | LABJOY ONLY (motor 1hp) | 3 | 400 | LABJOY ONLY (motor 1hp) | LABJOY ONLY (motor 1hp)
Yes | DV2981B | 11/24/2015 | UNIQUE | UNIQUE INTERNATIONAL | MF MNGS ZEO | MANGANESE ZEOLITE 30 kgs. | 15 | 2200 | MANGANESE ZEOLITE 30 kgs. | MANGANESE ZEOLITE 30 kgs.
Yes | DV2981B | 11/24/2015 | UNIQUE | UNIQUE INTERNATIONAL | PUMP CHLF2-60 | CNP CHLF2-60 (2hp) 1.5kw. 1 PH | 2 | 8890 | #N/A | CNP CHLF2-60 (2hp) 1.5kw. 1 PH
Yes | DV2982B | 11/24/2015 | Filtershoppe | FILTERSHOPPE SYSTEM | FIL WC 20BB-PP | WATERCHECK 20BB - 1 MICRON | 2 | 360 | #N/A | WATERCHECK 20BB - 1 MICRON
Yes | DV2982B | 11/24/2015 | Filtershoppe | FILTERSHOPPE SYSTEM | HOUSING CBP-302-14 GR | TRANSPARENT EMPTY SHELL 10" - GREEN CAP | 20 | 90 | TRANSPARENT EMPTY SHELL 10" - GREEN CAP | TRANSPARENT EMPTY SHELL 10" - GREEN CAP
Yes | DV2982B | 11/24/2015 | Filtershoppe | FILTERSHOPPE SYSTEM | MF RESIN H-C100E | RESIN H-C 100E (new) | 1 | 1500 | HI-GRADE RESIN H-C 100E | HI-GRADE RESIN H-C 100E
Yes | DV2982B | 11/24/2015 | Filtershoppe | FILTERSHOPPE SYSTEM | ACCS_SPNR SL T | SPANNER WRENCH SLIM 20" TAIWAN | 2 | 100 | (zero price) SPANNER WRENCH SLIM 20" TAIWAN (BLACK) | (zero price) SPANNER WRENCH SLIM 20" TAIWAN (BLACK)
Yes | DV2982B | 11/24/2015 | Filtershoppe | FILTERSHOPPE SYSTEM | ACCS_BRAC ST | BRACKET STEEL TAIWAN (new) | 6 | 0 | BRACKET STEEL TAIWAN (NEW) | BRACKET STEEL TAIWAN (NEW)
Yes | DV2982B | 11/24/2015 | Filtershoppe | FILTERSHOPPE SYSTEM | ACCS_SCREW1 | SCREW for SL HOUSING | 24 | 0 | SCREW FOR SL HOUSING | SCREW FOR SL HOUSING
Yes | DV2982B | 11/24/2015 | Filtershoppe | FILTERSHOPPE SYSTEM | ACCS_SPNR SL T | SPANNER WRENCH SLIM 20" TAIWAN | 2 | 0 | (zero price) SPANNER WRENCH SLIM 20" TAIWAN (BLACK) | (zero price) SPANNER WRENCH SLIM 20" TAIWAN (BLACK)
Yes | DV2982B | 11/24/2015 | Filtershoppe | FILTERSHOPPE SYSTEM | HOUSING SCH_10S | SLIM CLEAR HOUSING 10" npt 3/4" Taiwan | 6 | 550 | (bdle) SLIM CLEAR HOUSING 10" npt 3/4" TAIWAN w/ ACCS. | (bdle) SLIM CLEAR HOUSING 10" npt 3/4" TAIWAN w/ ACCS.
Yes | DV2982B | 11/24/2015 | Filtershoppe | FILTERSHOPPE SYSTEM | FIL HYDRO 20 PP_1 | HYDROSEP 20SL - 5 MICRON | 25 | 90 | #N/A | HYDROSEP 20SL - 5 MICRON
Yes | DV2982B | 11/24/2015 | Filtershoppe | FILTERSHOPPE SYSTEM | FIL HYDRO 20 PP_1 | HYDROSEP 20SL - 1 MICRON | 25 | 90 | #N/A | HYDROSEP 20SL - 1 MICRON
Yes | DV2983B | 11/24/2015 | SEAMAN'S | SEAMAN'S MARKETING |  | GATE VALVE 3/4" ss | 3 | 0 | SS304 GATE VALVE 3/4" | SS304 GATE VALVE 3/4"
Yes | DV2985B | 11/25/2015 | FIRST STATION | WATER ELEMENT | RF FBB-1u (2) | FILTER BAG 30"- PP1u (180*810) stainless | 1 | 220 | FILTER BAG 30"- PP1u (180*810) SS RING | FILTER BAG 30"- PP1u (180*810) SS RING
Yes | DV2985B | 11/25/2015 | FIRST STATION | WATER ELEMENT | FIL WC 20SLPP | WATERCHECK 20SL - 20 MICRON | 50 | 65 | #N/A | WATERCHECK 20SL - 20 MICRON
Yes | DV2985B | 11/25/2015 | FIRST STATION | WATER ELEMENT | FIL WC 20SLPP | WATERCHECK 20SL - 10 MICRON | 50 | 65 | #N/A | WATERCHECK 20SL - 10 MICRON
Yes | DV2985B | 11/25/2015 | FIRST STATION | WATER ELEMENT | FIL WC 20SLPP | WATERCHECK 20SL - 5 MICRON | 125 | 65 | #N/A | WATERCHECK 20SL - 5 MICRON
Yes | DV2985B | 11/25/2015 | FIRST STATION | WATER ELEMENT | SP_CONN 1204 | PUSH FITTING SPC 12 - 04 (12mm.x1/2) straight snap | 10 | 70 | PUSH FITTING SPC 12 - 04 (12mm.x1/2) straight snap | PUSH FITTING SPC 12 - 04 (12mm.x1/2) straight snap
Yes | DV2985B | 11/25/2015 | FIRST STATION | WATER ELEMENT | SP_CONN E12 | PUSH FITTING SPE 12 - 04 (12mm.x1/2) tee plain | 10 | 50 | PUSH FITTING SPE 12 - 04 (12mm.x1/2) tee plain | PUSH FITTING SPE 12 - 04 (12mm.x1/2) tee plain
Yes | DV2985B | 11/25/2015 | FIRST STATION | WATER ELEMENT | PUMP CHLF2-60 | CNP CHLF2-60 (2hp) 1.5kw. 1 PH | 2 | 9880 | #N/A | CNP CHLF2-60 (2hp) 1.5kw. 1 PH
Yes | DV2985B | 11/25/2015 | FIRST STATION | WATER ELEMENT | FIL WC 20SL-CBF | WATERCHECK 20SL - CBF | 24 | 250 | #N/A | WATERCHECK 20SL - CBF
Yes | DV2985B | 11/25/2015 | FIRST STATION | WATER ELEMENT | ACCS_HEAT | HEAT GUN AP1600W model | 20 | 520 | HEAT GUN AP1600W model | HEAT GUN AP1600W model
Yes | DV2985B | 11/25/2015 | FIRST STATION | WATER ELEMENT | MF QSAND | QUARTZ SAND | 5 | 380 | QUARTZ SAND | QUARTZ SAND
Yes | DV2985B | 11/25/2015 | FIRST STATION | WATER ELEMENT | RF FBS-1u (ss) | FILTER BAG 10"- PP1u (180*420) ss ring | 1 | 200 | FILTER BAG 10"- PP1u (180*420) SS RING | FILTER BAG 10"- PP1u (180*420) SS RING
Yes | DV2985B | 11/25/2015 | FIRST STATION | WATER ELEMENT | RF FBB-5u 2 | FILTER BAG 30"- PP5u (180*810) ss ring | 1 | 220 | FILTER BAG 30"- PP5u (180*810) SS RING | FILTER BAG 30"- PP5u (180*810) SS RING
Yes | DV2986B | 11/24/2015 | OPTIMUM | OPTIMUM MARKETING | FIL HYDRO 20 PP_1 | HYDROSEP 20SL - 5 MICRON | 75 | 76 | #N/A | HYDROSEP 20SL - 5 MICRON
Yes | DV2987B | 11/25/2015 | OPTIMUM | OPTIMUM MARKETING | MF RESIN H-C100E | RESIN H-C 100E (new) | 50 | 1100 | HI-GRADE RESIN H-C 100E | HI-GRADE RESIN H-C 100E
Yes | DV2988B | 11/25/2015 | FIRST STATION | WATER ELEMENT | SP_CONN E602 | PUSH FITTING SPE 6 - 02 (6mm.x1/4) tee plain | 10 | 50 | PUSH FITTING SPE 6 - 02 (6mm.x1/4) tee plain | PUSH FITTING SPE 6 - 02 (6mm.x1/4) tee plain
Yes | DV2989B | 11/25/2015 | L&L | L & L INDUSTRIAL SALES | FIL GAC 10SL | WATERCHECK GAC - 10SL | 35 | 250 | #N/A | WATERCHECK GAC - 10SL
Yes | DV2990B | 11/24/2015 | AQUASAFE-VILLASIS | AQUASAFE - VILLASIS | MF ACT. CBF PURE8x12 | PURE PRIME ACTIVATED CARBON 8 x 12 | 1 | 2500 | PURE PRIME ACTIVATED CARBON 8 x 12 | PURE PRIME ACTIVATED CARBON 8 x 12
Yes | DV2990B | 11/24/2015 | AQUASAFE-VILLASIS | AQUASAFE - VILLASIS | EWD ECO | EUREKA ECONOMY HOT & COLD -DM MT0682 | 1 | 4200 | #N/A | EUREKA ECONOMY HOT & COLD -DM MT0682
Yes | DV2991B | 11/25/2015 | MONTECARLO | MONTECARLO | FIL HYDRO 20 PP_1 | HYDROSEP 20SL - 5 MICRON | 50 | 90 | #N/A | HYDROSEP 20SL - 5 MICRON
Yes | DV2991B | 11/25/2015 | MONTECARLO | MONTECARLO | FIL HYDRO 20 PP_1 | HYDROSEP 20SL - 1 MICRON | 25 | 90 | #N/A | HYDROSEP 20SL - 1 MICRON
Yes | DV2991B | 11/25/2015 | MONTECARLO | MONTECARLO | FIL HYDRO 20 PP_1 | HYDROSEP 20SL - 20 MICRON | 13 | 90 | #N/A | HYDROSEP 20SL - 20 MICRON
Yes | DV2991B | 11/25/2015 | MONTECARLO | MONTECARLO | FIL HYDRO 20 PP_1 | HYDROSEP 20SL - 10 MICRON | 12 | 90 | #N/A | HYDROSEP 20SL - 10 MICRON
Yes | DV2991B | 11/25/2015 | MONTECARLO | MONTECARLO | FIL SF1005op | PUREGEN 10SL - 1 MICRON | 25 | 45 | #N/A | PUREGEN 10SL - 1 MICRON
Yes | DV2993B | 11/27/2015 | UNIQUE | UNIQUE INTERNATIONAL | MF MNGS ZEO | MANGANESE ZEOLITE 30 kgs. | 188 | 2200 | MANGANESE ZEOLITE 30 kgs. | MANGANESE ZEOLITE 30 kgs.
Yes | DV2994B | 11/25/2015 | LAMP | LAMPCOR INDUSTRIAL RESOURCES INC. | FIL DGD2501 20BB-PT | PENTEK BB20 DGD 2501 Dual Gradient Density | 48 | 550 | PENTEK BB20 DGD 2501 (dual gradient density) | PENTEK BB20 DGD 2501 (dual gradient density)
Yes | DV2994B | 11/25/2015 | LAMP | LAMPCOR INDUSTRIAL RESOURCES INC. | FIL DGD5005 20BB-PT | PENTEK BB20 DGD 5005 Dual Gradient Density | 48 | 550 | PENTEK BB20 DGD 5005 (dual gradient density) | PENTEK BB20 DGD 5005 (dual gradient density)
Yes | DV2995B | 11/25/2015 | EGR | EGR MARKETING | UV SET X-6TC | ULTRA VIOLET SET 6 GPM - TEDITO brand (china) | 1 | 4800 | ULTRA VIOLET TEDITO SET 6 GPM (china) | ULTRA VIOLET TEDITO SET 6 GPM (china)
Yes | DV2995B | 11/25/2015 | EGR | EGR MARKETING | ACCS_TDS LTHR | TDS METER w/ LEATHER CASE | 3 | 900 | HM-3 TDS METER w/ LEATHER CASE | HM-3 TDS METER w/ LEATHER CASE
Yes | DV2995B | 11/25/2015 | EGR | EGR MARKETING | HOUSING SBHC_2 | SLIM BLUE HOUSING 20" npt 3/4" China (CH20-40) | 6 | 600 | (bdle) SLIM BLUE HOUSING 20" npt 3/4" CHINA (CH20-40) w/ ACCS. | (bdle) SLIM BLUE HOUSING 20" npt 3/4" CHINA (CH20-40) w/ ACCS.
Yes | DV2995B | 11/25/2015 | EGR | EGR MARKETING | STL SS304 - A | SS304 VESSEL w/ PLASTIC END CAP - A | 5 | 3500 | SS304 VESSEL 4040 w/ PLASTIC END CAP - A (seamless) | SS304 VESSEL 4040 w/ PLASTIC END CAP - A (seamless)
Yes | DV2995B | 11/25/2015 | EGR | EGR MARKETING | ACCS_BRAC ST | BRACKET STEEL TAIWAN (new) - DM MT0686 | 6 | 0 | #N/A | BRACKET STEEL TAIWAN (new) - DM MT0686
Yes | DV2995B | 11/25/2015 | EGR | EGR MARKETING | ACCS_SPNR SL C | SPANNER WRENCH SLIM 20" CHINA | 8 | 0 | (zero price) SPANNER WRENCH SLIM 20" CHINA (BLACK) | (zero price) SPANNER WRENCH SLIM 20" CHINA (BLACK)
Yes | DV2995B | 11/25/2015 | EGR | EGR MARKETING | ACCS_SCREW1 | SCREW for SL HOUSING | 24 | 0 | SCREW FOR SL HOUSING | SCREW FOR SL HOUSING
Yes | DV2995B | 11/25/2015 | EGR | EGR MARKETING | FIL WC 20BB-PP | WATERCHECK 20BB - 5 MICRON | 10 | 400 | #N/A | WATERCHECK 20BB - 5 MICRON
Yes | DV2996B | 11/25/2015 | BBC | BBC WATERSHOPPE | FIL HYDRO 20SL CBF(WO) | HYDROSEP 20SL - CARBON Block - DM MT0682 | 3 | 480 | #N/A | HYDROSEP 20SL - CARBON Block - DM MT0682
Yes | DV2996B | 11/25/2015 | BBC | BBC WATERSHOPPE | FIL WC 10SL-PP | WATERCHECK 10SL - 1 MICRON | 3 | 35 | #N/A | WATERCHECK 10SL - 1 MICRON
Yes | DV2996B | 11/25/2015 | BBC | BBC WATERSHOPPE | FIL WC 10SL-PP | WATERCHECK 10SL - 5 MICRON | 2 | 35 | #N/A | WATERCHECK 10SL - 5 MICRON
Yes | DV2996B | 11/25/2015 | BBC | BBC WATERSHOPPE | FIL WC 10SL-PP | WATERCHECK 10SL -20 MICRON | 1 | 35 | #N/A | WATERCHECK 10SL -20 MICRON
Yes | DV2996B | 11/25/2015 | BBC | BBC WATERSHOPPE | FIL WC 20SLPP | WATERCHECK 20SL - 5 MICRON | 12 | 63 | #N/A | WATERCHECK 20SL - 5 MICRON
Yes | DV2996B | 11/25/2015 | BBC | BBC WATERSHOPPE | FIL WC 10SL-CBF | WATERCHECK 10SL - CBF Carbon Block Filter | 1 | 150 | WATERCHECK 10SL - CBF (carbon block filter) | WATERCHECK 10SL - CBF (carbon block filter)
Yes | DV2996B | 11/25/2015 | BBC | BBC WATERSHOPPE | FIL PRIME CBF20SL | PURE PRIME 20SL - CARBON Filter | 1 | 270 | PURE PRIME 20SL - CARBON Filter | PURE PRIME 20SL - CARBON Filter
Yes | DV2996B | 11/25/2015 | BBC | BBC WATERSHOPPE | FIL EP 20SL | PENTEK EP - 20 SLIM | 1 | 480 | PENTEK EP - 20 SLIM | PENTEK EP - 20 SLIM
Yes | DV2996B | 11/25/2015 | BBC | BBC WATERSHOPPE | FIL EMP 20SL | PENTEK EPM - 20 SLIM | 1 | 480 | PENTEK EPM - 20 SLIM | PENTEK EPM - 20 SLIM
Yes | DV2997B | 11/25/2015 | BBC | BBC WATERSHOPPE | ACCS_BELT VESSEL | BELT for R.O VESSEL 40 x 40 | 2 | 250 | BELT for R.O VESSEL 40 x 40 | BELT for R.O VESSEL 40 x 40
Yes | DV2997B | 11/25/2015 | BBC | BBC WATERSHOPPE | ACCS_BELT VESSEL | BELT for R.O VESSEL 40 x 40 | 2 | 0 | BELT for R.O VESSEL 40 x 40 | BELT for R.O VESSEL 40 x 40
Yes | DV2997B | 11/25/2015 | BBC | BBC WATERSHOPPE | ACCS_RTUBE | RISER TUBE ONLY (10x54) | 10 | 350 | RISER TUBE for 10 x 54 FRP | RISER TUBE for 10 x 54 FRP
Yes | DV2997B | 11/25/2015 | BBC | BBC WATERSHOPPE | PVC AP_DUBV_2 | AP DOUBLE UNION BALL VALVE 2" | 2 | 1734 | ZYPE DOUBLE UNION BALL VALVE 2" | ZYPE DOUBLE UNION BALL VALVE 2"
Yes | DV2997B | 11/25/2015 | BBC | BBC WATERSHOPPE | ACCS_HEAT | HEAT GUN AP1600W model | 10 | 550 | HEAT GUN AP1600W model | HEAT GUN AP1600W model
Yes | DV2997B | 11/25/2015 | BBC | BBC WATERSHOPPE | MF ACT. CBF PURE12x40 | PURE PRIME ACTIVATED CARBON 12 x 40 | 5 | 2400 | PURE PRIME ACTIVATED CARBON 12 x 40 | PURE PRIME ACTIVATED CARBON 12 x 40
Yes | DV2997B | 11/25/2015 | BBC | BBC WATERSHOPPE | MF ACT. CBF PURE8x12 | PURE PRIME ACTIVATED CARBON 8 x 12 | 2 | 2200 | PURE PRIME ACTIVATED CARBON 8 x 12 | PURE PRIME ACTIVATED CARBON 8 x 12
Yes | DV2997B | 11/25/2015 | BBC | BBC WATERSHOPPE | ACCS_AIR | H9909-1 AIRCHECK FOR BRINE TANK | 1 | 280 | H9909-1 AIRCHECK FOR BRINE TANK | H9909-1 AIRCHECK FOR BRINE TANK
Yes | DV2997B | 11/25/2015 | BBC | BBC WATERSHOPPE | ACCS_STSB | STRAINER H 2807 Fleck Bottom Distribution (6"-12") | 10 | 140 | STRAINER H 2807 BOTTOM (6"-12") | STRAINER H 2807 BOTTOM (6"-12")
Yes | DV2998B | 11/25/2015 | ORO HI- CEBU | CEBU HI-Q MANUFACTURING CORP. | FIL NB WP1 - 20SL | PUREGEN 20SL - WP 1 MICRON | 75 | 70 | #N/A | PUREGEN 20SL - WP 1 MICRON
Yes | DV2998B | 11/25/2015 | ORO HI- CEBU | CEBU HI-Q MANUFACTURING CORP. | FIL HYDRO 20BB | HYDROSEP 20BB - CARBON block filter | 33 | 1150 | HYDROSEP 20BB - CBF (carbon block filter) | HYDROSEP 20BB - CBF (carbon block filter)
Yes | DV2998B | 11/25/2015 | ORO HI- CEBU | CEBU HI-Q MANUFACTURING CORP. | ROM LE | FILMTEC BW30 40 x 40 L.E | 15 | 9500 | FILMTEC BW30 40 x 40 L.E | FILMTEC BW30 40 x 40 L.E
Yes | DV2998B | 11/25/2015 | ORO HI- CEBU | CEBU HI-Q MANUFACTURING CORP. | ROM_LCLE4040 | FILMTEC BW30 40 x 40 L.C-LE | 5 | 9000 | FILMTEC BW30 40 x 40 L.C.L.E | FILMTEC BW30 40 x 40 L.C.L.E
Yes | DV2998B | 11/25/2015 | ORO HI- CEBU | CEBU HI-Q MANUFACTURING CORP. | FIL HYDRO 20 PP_1 | HYDROSEP 20SL - 5 MICRON | 300 | 80 | #N/A | HYDROSEP 20SL - 5 MICRON
Yes | DV2998B | 11/25/2015 | ORO HI- CEBU | CEBU HI-Q MANUFACTURING CORP. | NIP_CB1/2" | COUPLING REDUCER BRASS 1/2" x 1/4" | 30 | 40 | BUSHING REDUCER M-F 1/2" x 1/4" HEX PIPE BRASS | BUSHING REDUCER M-F 1/2" x 1/4" HEX PIPE BRASS
Yes | DV2998B | 11/25/2015 | ORO HI- CEBU | CEBU HI-Q MANUFACTURING CORP. | NIP_BR1x1/4 | BUSHING REDUCER 1" x 3/4" SS | 30 | 60 | BUSHING REDUCER M-F 1" x 3/4" STAINLESS | BUSHING REDUCER M-F 1" x 3/4" STAINLESS
Yes | DV2998B | 11/25/2015 | ORO HI- CEBU | CEBU HI-Q MANUFACTURING CORP. | FRP 1054 WV_2 | FRP TANK 10" x 54" WAVE CYBER BLUE color | 15 | 1950 | (bdle) FRP TANK 10" x 54" (-2.5T) WAVE CYBER BLUE color w/ ACCS. | (bdle) FRP TANK 10" x 54" (-2.5T) WAVE CYBER BLUE color w/ ACCS.
Yes | DV2998B | 11/25/2015 | ORO HI- CEBU | CEBU HI-Q MANUFACTURING CORP. | PUMP-APCY | AUTOMATIC PUMP CONTROL 1*1/4" (yellow) | 3 | 1600 | MAZAKI AUTOMATIC PUMP CONTROL 1*1/4" (yellow) | MAZAKI AUTOMATIC PUMP CONTROL 1*1/4" (yellow)
Yes | DV2998B | 11/25/2015 | ORO HI- CEBU | CEBU HI-Q MANUFACTURING CORP. | PVC AP_COUP PLN_1 | AP COUPLING PLAIN 1" | 200 | 11 | ZYPE COUPLING PLAIN 1" | ZYPE COUPLING PLAIN 1"
Yes | DV2998B | 11/25/2015 | ORO HI- CEBU | CEBU HI-Q MANUFACTURING CORP. | PVC AP_COUP PLN_3/4 | AP COUPLING PLAIN 3/4" | 200 | 7 | ZYPE COUPLING PLAIN 3/4" | ZYPE COUPLING PLAIN 3/4"
Yes | DV2998B | 11/25/2015 | ORO HI- CEBU | CEBU HI-Q MANUFACTURING CORP. | PVC AP_COUP PLN_1/2 | AP COUPLING PLAIN 1/2" | 300 | 5 | ZYPE COUPLING PLAIN 1/2" | ZYPE COUPLING PLAIN 1/2"
Yes | DV2998B | 11/25/2015 | ORO HI- CEBU | CEBU HI-Q MANUFACTURING CORP. | PVC AP_45ELB PLN_1/2 | AP 45° ELBOW PLAIN 1/2" | 100 | 7 | ZYPE 45° ELBOW PLAIN 1/2" | ZYPE 45° ELBOW PLAIN 1/2"
Yes | DV2998B | 11/25/2015 | ORO HI- CEBU | CEBU HI-Q MANUFACTURING CORP. | ACCS_STSB | STRAINER H 2807 Fleck Bottom Distribution (6"-12") | 15 | 0 | STRAINER H 2807 BOTTOM (6"-12") | STRAINER H 2807 BOTTOM (6"-12")
Yes | DV2998B | 11/25/2015 | ORO HI- CEBU | CEBU HI-Q MANUFACTURING CORP. | ACCS_RTUBE | RISER TUBE ONLY (10x54) | 15 | 0 | RISER TUBE for 10 x 54 FRP | RISER TUBE for 10 x 54 FRP
Yes | DV2999B | 11/25/2015 | ORO HI- CEBU | CEBU HI-Q MANUFACTURING CORP. | PVC-ELB-TRD 1/2 | ELBOW THREADED 1/2 | 100 | 12 | ZYPE 90° ELBOW THREADED 1/2" | ZYPE 90° ELBOW THREADED 1/2"
Yes | DV2999B | 11/25/2015 | ORO HI- CEBU | CEBU HI-Q MANUFACTURING CORP. | PVC AP_MALE A_1 | AP MALE ADAPTOR 1" | 300 | 15 | ZYPE MALE ADAPTOR 1" | ZYPE MALE ADAPTOR 1"
Yes | DV2999B | 11/25/2015 | ORO HI- CEBU | CEBU HI-Q MANUFACTURING CORP. | PVC - OUT RED_1 | OUTSIDE REDUCER 3/4 x 1/2 | 200 | 7 | #N/A | OUTSIDE REDUCER 3/4 x 1/2
Yes | DV2999B | 11/25/2015 | ORO HI- CEBU | CEBU HI-Q MANUFACTURING CORP. | PVC AP_PTN PLN_1 | AP PATENTE PLAIN 1" | 84 | 66 | ZYPE PATENTE PLAIN 1" | ZYPE PATENTE PLAIN 1"
Yes | DV2999B | 11/25/2015 | ORO HI- CEBU | CEBU HI-Q MANUFACTURING CORP. | PVC AP_PTN PLN_1/2 | AP PATENTE PLAIN 1/2" | 200 | 32 | ZYPE PATENTE PLAIN 1/2" | ZYPE PATENTE PLAIN 1/2"
Yes | DV2999B | 11/25/2015 | ORO HI- CEBU | CEBU HI-Q MANUFACTURING CORP. | PVC - COUP_TRD 1/2x1/4 | COUPLING REDUCER THREADED 1/2 x 1/4 - PVC | 300 | 15 | #N/A | COUPLING REDUCER THREADED 1/2 x 1/4 - PVC
Yes | DV2999B | 11/25/2015 | ORO HI- CEBU | CEBU HI-Q MANUFACTURING CORP. | PVC- TEFLON | TEFLON TAPE | 200 | 12 | TITANIUM TEFLON TAPE 3/4" | TITANIUM TEFLON TAPE 3/4"
Yes | DV2999B | 11/25/2015 | ORO HI- CEBU | CEBU HI-Q MANUFACTURING CORP. | VH_FLECK VH5600 SOF | FLECK VALVE HEAD 5600 SOFTENER (U.S) | 5 | 6500 | FLECK VALVE HEAD 5600 SOFTENER (U.S) | FLECK VALVE HEAD 5600 SOFTENER (U.S)
Yes | DV2999B | 11/25/2015 | ORO HI- CEBU | CEBU HI-Q MANUFACTURING CORP. | VH_FLECK 5600 SED | FLECK VALVE HEAD 5600 SEDIMENT (U.S) | 5 | 6500 | FLECK VALVE HEAD 5600 SEDIMENT (U.S) | FLECK VALVE HEAD 5600 SEDIMENT (U.S)
Yes | DV2999B | 11/25/2015 | ORO HI- CEBU | CEBU HI-Q MANUFACTURING CORP. | FIL DGD5005 20BB-PT | PENTEK BB20 DGD 5005 Dual Gradient Density | 60 | 550 | PENTEK BB20 DGD 5005 (dual gradient density) | PENTEK BB20 DGD 5005 (dual gradient density)
Yes | DV2999B | 11/25/2015 | ORO HI- CEBU | CEBU HI-Q MANUFACTURING CORP. | HOUSING SBH_10H | SLIM BLUE HOUSING 10" npt 3/4" Hydrosep | 24 | 500 | (bdle) SLIM BLUE HOUSING 10" npt 3/4" HYDROSEP brand w/ ACCS. | (bdle) SLIM BLUE HOUSING 10" npt 3/4" HYDROSEP brand w/ ACCS.
Yes | DV2999B | 11/25/2015 | ORO HI- CEBU | CEBU HI-Q MANUFACTURING CORP. | FIL HYDRO 20 PP_1 | HYDROSEP 20SL -1 MICRON | 150 | 80 | #N/A | HYDROSEP 20SL -1 MICRON
Yes | DV2999B | 11/25/2015 | ORO HI- CEBU | CEBU HI-Q MANUFACTURING CORP. | MF RESIN H-C100E | RESIN H-C 100E (new) | 40 | 1100 | HI-GRADE RESIN H-C 100E | HI-GRADE RESIN H-C 100E
Yes | DV2999B | 11/25/2015 | ORO HI- CEBU | CEBU HI-Q MANUFACTURING CORP. | MF ACT. CBF PURE8x12 | PURE PRIME ACTIVATED CARBON 8 x 12 | 10 | 2000 | PURE PRIME ACTIVATED CARBON 8 x 12 | PURE PRIME ACTIVATED CARBON 8 x 12
Yes | DV2999B | 11/25/2015 | ORO HI- CEBU | CEBU HI-Q MANUFACTURING CORP. | FRP 1354 WC | FRP TANK 13" x 54" WAVE CYBER BEIGE (2.5") | 10 | 3300 | (bdle) FRP TANK 13" x 54" (-2.5T) WAVE CYBER BEIGE color w/ ACCS. | (bdle) FRP TANK 13" x 54" (-2.5T) WAVE CYBER BEIGE color w/ ACCS.
Yes | DV2999B | 11/25/2015 | ORO HI- CEBU | CEBU HI-Q MANUFACTURING CORP. | ACCS_STSB | STRAINER H 2807 Fleck Bottom Distribution (6"-12") | 10 | 0 | STRAINER H 2807 BOTTOM (6"-12") | STRAINER H 2807 BOTTOM (6"-12")
Yes | DV2999B | 11/25/2015 | ORO HI- CEBU | CEBU HI-Q MANUFACTURING CORP. | ACCS_RTUBE | RISER TUBE ONLY (10x54) | 10 | 0 | RISER TUBE for 10 x 54 FRP | RISER TUBE for 10 x 54 FRP
Yes | DV2999B | 11/25/2015 | ORO HI- CEBU | CEBU HI-Q MANUFACTURING CORP. | ACCS_BRAC ST | BRACKET STEEL TAIWAN (new) | 24 | 0 | BRACKET STEEL TAIWAN (NEW) | BRACKET STEEL TAIWAN (NEW)
Yes | DV2999B | 11/25/2015 | ORO HI- CEBU | CEBU HI-Q MANUFACTURING CORP. | ACCS_SPNR SL T | SPANNER WRENCH SLIM 20" TAIWAN | 8 | 0 | (zero price) SPANNER WRENCH SLIM 20" TAIWAN (BLACK) | (zero price) SPANNER WRENCH SLIM 20" TAIWAN (BLACK)
Yes | DV2999B | 11/25/2015 | ORO HI- CEBU | CEBU HI-Q MANUFACTURING CORP. | ACCS_SCREW1 | SCREW for SL HOUSING | 96 | 0 | SCREW FOR SL HOUSING | SCREW FOR SL HOUSING
Yes | DV3000B | 11/26/2015 | NCR ELECTROMECHANICAL | NCR ELECTROMECHANICAL SERVICES | PUMP CDLF2-70 | CNP CDLF2-70 (2hp) 1.5kw. 3 PHASE | 1 | 21350 | #N/A | CNP CDLF2-70 (2hp) 1.5kw. 3 PHASE
Yes | DV3000B | 11/26/2015 | NCR ELECTROMECHANICAL | NCR ELECTROMECHANICAL SERVICES | PUMP SJ3-14 | CNP Submersible Pump SJ 3-14 | 1 | 7990 | CNP SUBMERSIBLE Pump SJ 3-14 (2hp) 1.5kw | CNP SUBMERSIBLE Pump SJ 3-14 (2hp) 1.5kw
Yes | DV3001BG | 11/20/2015 | BERSAMIRA | ROSELLE T. BERSAMIRA | GAL_SML CUP | SMALL CUP FOR SLIM CONTAINER | 2 | 3 | SMALL CUP FOR SLIM CONTAINER | SMALL CUP FOR SLIM CONTAINER
Yes | DV3001BG | 11/20/2015 | BERSAMIRA | ROSELLE T. BERSAMIRA | GAL_BIG CUP | BIG CUP FOR SLIM 5 CONTAINER | 3 | 8 | BIG CUP FOR SLIM 5 CONTAINER | BIG CUP FOR SLIM 5 CONTAINER
Yes | DV3002BG | 11/20/2015 | OZONE | OZONE PURE - CUBAO | GAL_SHC | SLIM HALF CONTAINER 2.5 GALLON | 2 | 110 | SLIM HALF CONTAINER 2.5 GALLON | SLIM HALF CONTAINER 2.5 GALLON
Yes | DV3003B | 11/20/2015 | MEJJEN | MEJJEN MARKETING | UV SET X-6TC | ULTRA VIOLET SET 6 GPM - TEDITO brand (china) | 1 | 5000 | ULTRA VIOLET TEDITO SET 6 GPM (china) | ULTRA VIOLET TEDITO SET 6 GPM (china)
Yes | DV3003B | 11/20/2015 | MEJJEN | MEJJEN MARKETING | FIL PRIME10SL-PP5 | PURE PRIME 10SL - 5 MICRON | 5 | 45 | PURE PRIME 10SL - 5 MICRON | PURE PRIME 10SL - 5 MICRON
Yes | DV3003B | 11/20/2015 | MEJJEN | MEJJEN MARKETING | FIL PRIME10SL-PP1 | PURE PRIME 10SL - 1 MICRON | 5 | 45 | PURE PRIME 10SL - 1 MICRON | PURE PRIME 10SL - 1 MICRON
Yes | DV3003B | 11/20/2015 | MEJJEN | MEJJEN MARKETING | FIL PRIME CBF20SL | PURE PRIME 20SL - CARBON Filter | 1 | 300 | PURE PRIME 20SL - CARBON Filter | PURE PRIME 20SL - CARBON Filter
Yes | DV3003B | 11/20/2015 | MEJJEN | MEJJEN MARKETING | FIL PRIME20SL-PP10 | PURE PRIME 20SL - 10 MICRON | 2 | 100 | PURE PRIME 20SL - 10 MICRON | PURE PRIME 20SL - 10 MICRON
Yes | DV3003B | 11/20/2015 | MEJJEN | MEJJEN MARKETING | FIL PRIME20SL-PP1 | PURE PRIME 20SL - 1 MICRON | 2 | 100 | PURE PRIME 20SL - 1 MICRON | PURE PRIME 20SL - 1 MICRON
Yes | DV3003B | 11/20/2015 | MEJJEN | MEJJEN MARKETING | ACCS_SCREW1 | SCREW for SL HOUSING | 12 | 0 | SCREW FOR SL HOUSING | SCREW FOR SL HOUSING
Yes | DV3003B | 11/20/2015 | MEJJEN | MEJJEN MARKETING | ACCS_BRAC ST | BRACKET STEEL TAIWAN (new) | 3 | 0 | BRACKET STEEL TAIWAN (NEW) | BRACKET STEEL TAIWAN (NEW)
Yes | DV3003B | 11/20/2015 | MEJJEN | MEJJEN MARKETING | HOUSING SBHC_2 | SLIM BLUE HOUSING 20" npt 3/4" China (CH20-40) | 2 | 700 | (bdle) SLIM BLUE HOUSING 20" npt 3/4" CHINA (CH20-40) w/ ACCS. | (bdle) SLIM BLUE HOUSING 20" npt 3/4" CHINA (CH20-40) w/ ACCS.
Yes | DV3003B | 11/20/2015 | MEJJEN | MEJJEN MARKETING | HOUSING SCH_20S | SLIM CLEAR HOUSING 20" npt 3/4" Taiwan | 1 | 1500 | (bdle) SLIM CLEAR HOUSING 20" npt 3/4" TAIWAN w/ ACCS. | (bdle) SLIM CLEAR HOUSING 20" npt 3/4" TAIWAN w/ ACCS.
Yes | DV3004B | 11/21/2015 | BBK | HYDROTECH / BBK Inc. | ACCS_CTR 230 | AQ 230 SB - CONDUCTIVITY MONITOR | 3 | 2500 | AQ 230 SB CONDUCTIVITY MONITOR | AQ 230 SB CONDUCTIVITY MONITOR
Yes | DV3005B | 11/21/2015 | MARIANO M. | MACK MARIANO | PVC - P1 | PIPE 1" | 1 | 344 | ZYPE PIPE 1" | ZYPE PIPE 1"
Yes | DV3005B | 11/21/2015 | MARIANO M. | MACK MARIANO | PVC AP_45ELB PLN_1/2 | AP 45° ELBOW PLAIN 1/2" | 1 | 12 | ZYPE 45° ELBOW PLAIN 1/2" | ZYPE 45° ELBOW PLAIN 1/2"
Yes | DV3005B | 11/21/2015 | MARIANO M. | MACK MARIANO | PVC AP_45ELB PLN_1 | AP 45° ELBOW PLAIN 1" | 1 | 19 | ZYPE 45° ELBOW PLAIN 1" | ZYPE 45° ELBOW PLAIN 1"
Yes | DV3005B | 11/21/2015 | MARIANO M. | MACK MARIANO | PVC- TEFLON | TEFLON TAPE | 1 | 15 | TITANIUM TEFLON TAPE 3/4" | TITANIUM TEFLON TAPE 3/4"
Yes | DV3005B | 11/21/2015 | MARIANO M. | MACK MARIANO | PVC AP_MALE A_1 | AP MALE ADAPTOR 1" | 1 | 18 | ZYPE MALE ADAPTOR 1" | ZYPE MALE ADAPTOR 1"
Yes | DV3005B | 11/21/2015 | MARIANO M. | MACK MARIANO | PVC AP_COUP TRD_1 | AP COUPLING THREADED 1" | 1 | 21 | ZYPE COUPLING THREADED 1" | ZYPE COUPLING THREADED 1"
Yes | DV3005B | 11/21/2015 | MARIANO M. | MACK MARIANO | PVC AP_TEE PLN_1 | AP TEE PLAIN 1" | 1 | 32 | ZYPE TEE PLAIN 1" | ZYPE TEE PLAIN 1"
Yes | DV3005B | 11/21/2015 | MARIANO M. | MACK MARIANO | PVC - ECAP 1" | ENDCAP 1" | 1 | 12 | ZYPE END CAP 1" | ZYPE END CAP 1"
Yes | DV3005B | 11/21/2015 | MARIANO M. | MACK MARIANO | PVC-ELB-TRD 1/2 | ELBOW THREADED 1/2 | 1 | 23 | ZYPE 90° ELBOW THREADED 1/2" | ZYPE 90° ELBOW THREADED 1/2"
Yes | DV3005B | 11/21/2015 | MARIANO M. | MACK MARIANO | PVC - B BVTP 1 | CLASS B - TWO PIECE BALL VALVE 1" | 1 | 124 | #N/A | CLASS B - TWO PIECE BALL VALVE 1"
Yes | DV3005B | 11/21/2015 | MARIANO M. | MACK MARIANO | PVC - B BVTP 1/2 | CLASS B - TWO PIECE BALL VALVE 1/2" | 1 | 66 | #N/A | CLASS B - TWO PIECE BALL VALVE 1/2"
Yes | DV3005B | 11/21/2015 | MARIANO M. | MACK MARIANO | PVC - P1/2 | PIPE 1/2 | 1 | 140 | ZYPE PIPE 1/2" | ZYPE PIPE 1/2"
Yes | DV3006B | 11/23/2015 | JAMES L. | FRANCIS LEE | PVC AP_45ELB PLN_1/2 | AP 45° ELBOW PLAIN 1/2" | 4 | 7 | ZYPE 45° ELBOW PLAIN 1/2" | ZYPE 45° ELBOW PLAIN 1/2"
Yes | DV3006B | 11/23/2015 | JAMES L. | FRANCIS LEE | PVC AP_45ELB PLN_3/4 | AP 45° ELBOW PLAIN 3/4" | 4 | 10 | ZYPE 45° ELBOW PLAIN 3/4" | ZYPE 45° ELBOW PLAIN 3/4"
Yes | DV3006B | 11/23/2015 | JAMES L. | FRANCIS LEE | PVC AP_45ELB PLN_1 | AP 45° ELBOW PLAIN 1" | 4 | 16 | ZYPE 45° ELBOW PLAIN 1" | ZYPE 45° ELBOW PLAIN 1"
Yes | DV3006B | 11/23/2015 | JAMES L. | FRANCIS LEE | PVC - P1/2 | PIPE 1/2 | 6 | 119 | ZYPE PIPE 1/2" | ZYPE PIPE 1/2"
Yes | DV3006B | 11/23/2015 | JAMES L. | FRANCIS LEE | PVC - P3/4 | PIPE 3/4 | 5 | 180 | ZYPE PIPE 3/4 | ZYPE PIPE 3/4
Yes | DV3006B | 11/23/2015 | JAMES L. | FRANCIS LEE | PVC - P1 | PIPE 1" | 3 | 292 | ZYPE PIPE 1" | ZYPE PIPE 1"
Yes | DV3006B | 11/23/2015 | JAMES L. | FRANCIS LEE | PVC AP_COUP THR_1/2x1/4 | AP COUPLING REDUCER THREADED 1/2" x 1/4" | 4 | 20 | ZYPE COUPLING REDUCER THREADED 1/2" x 1/4" | ZYPE COUPLING REDUCER THREADED 1/2" x 1/4"
Yes | DV3006B | 11/23/2015 | JAMES L. | FRANCIS LEE | QF_QCM66 | QUICK FITTING M66 3/4"x3/4" coupling | 2 | 80 | QUICK FITTING M66 (3/4"x3/4") coupling | QUICK FITTING M66 (3/4"x3/4") coupling
Yes | DV3006B | 11/23/2015 | JAMES L. | FRANCIS LEE | PVC - ECAP TRD 1/2 | END CAP THREADED 1/2" | 4 | 7 | ZYPE END CAP THREADED 1/2" | ZYPE END CAP THREADED 1/2"
Yes | DV3006B | 11/23/2015 | JAMES L. | FRANCIS LEE | PVC - OUT RED_1 | OUTSIDE REDUCER 3/4 x 1/2 | 6 | 8 | #N/A | OUTSIDE REDUCER 3/4 x 1/2
Yes | DV3006B | 11/23/2015 | JAMES L. | FRANCIS LEE | PVC - OUT RED_3 | OUTSIDE REDUCER 1 x 3/4 | 6 | 14 | #N/A | OUTSIDE REDUCER 1 x 3/4
Yes | DV3006B | 11/23/2015 | JAMES L. | FRANCIS LEE | PVC AP_IN RED_1x3/4 | AP INSIDE REDUCER 1" x 3/4" | 6 | 9 | ZYPE INSIDE REDUCER 1" x 3/4" | ZYPE INSIDE REDUCER 1" x 3/4"
Yes | DV3006B | 11/23/2015 | JAMES L. | FRANCIS LEE | PVC AP_IN RED_3/4x1/2 | AP INSIDE REDUCER 3/4" x 1/2" | 6 | 5 | ZYPE INSIDE REDUCER 3/4" x 1/2" | ZYPE INSIDE REDUCER 3/4" x 1/2"
Yes | DV3007B | 11/21/2015 | BUENO | MR. ROBERT BUENO | TANK_3.2 | STORAGE TANK 3.2 GALLON | 1 | 2500 | #N/A | STORAGE TANK 3.2 GALLON
Yes | DV3008B | 11/23/2015 | JAMES L. | FRANCIS LEE | PVC AP_TEE PLN_1/2 | AP TEE PLAIN 1/2" | 8 | 10 | ZYPE TEE PLAIN 1/2" | ZYPE TEE PLAIN 1/2"
Yes | DV3008B | 11/23/2015 | JAMES L. | FRANCIS LEE | PVC AP_TEE PLN_3/4 | AP TEE PLAIN 3/4" | 4 | 15 | ZYPE TEE PLAIN 3/4" | ZYPE TEE PLAIN 3/4"
Yes | DV3008B | 11/23/2015 | JAMES L. | FRANCIS LEE | PVC AP_TEE PLN_1 | AP TEE PLAIN 1" | 6 | 27 | ZYPE TEE PLAIN 1" | ZYPE TEE PLAIN 1"
Yes | DV3008B | 11/23/2015 | JAMES L. | FRANCIS LEE | PVC AP_90ELB PLN_1/2 | AP 90° ELBOW PLAIN 1/2" | 50 | 8 | ZYPE 90° ELBOW PLAIN 1/2" | ZYPE 90° ELBOW PLAIN 1/2"
Yes | DV3008B | 11/23/2015 | JAMES L. | FRANCIS LEE | PVC AP_MALE A_1 | AP MALE ADAPTOR 1" | 22 | 15 | ZYPE MALE ADAPTOR 1" | ZYPE MALE ADAPTOR 1"
Yes | DV3008B | 11/23/2015 | JAMES L. | FRANCIS LEE | PVC AP_MPT_1/2 | AP MALE PATENTE THREADED 1/2" | 2 | 56 | ZYPE MALE PATENTE THREADED 1/2" | ZYPE MALE PATENTE THREADED 1/2"
Yes | DV3008B | 11/23/2015 | JAMES L. | FRANCIS LEE | PVC AP_MPT_3/4 | AP MALE PATENTE THREADED 3/4" | 6 | 67 | ZYPE MALE PATENTE THREADED 3/4" | ZYPE MALE PATENTE THREADED 3/4"
Yes | DV3008B | 11/23/2015 | JAMES L. | FRANCIS LEE | PVC AP_PTN TRD_1/2 | AP PATENTE THREADED 1/2" | 3 | 45 | ZYPE PATENTE THREADED 1/2" | ZYPE PATENTE THREADED 1/2"
Yes | DV3008B | 11/23/2015 | JAMES L. | FRANCIS LEE | PVC AP_PTN TRD_3/4 | AP PATENTE THREADED 3/4" | 2 | 59 | ZYPE PATENTE THREADED 3/4" | ZYPE PATENTE THREADED 3/4"
Yes | DV3008B | 11/23/2015 | JAMES L. | FRANCIS LEE | PVC AP_PTN TRD_1 | AP PATENTE THREADED 1" | 2 | 135 | ZYPE PATENTE THREADED 1" | ZYPE PATENTE THREADED 1"
Yes | DV3008B | 11/23/2015 | JAMES L. | FRANCIS LEE | PVC AP_PTN PLN_1/2 | AP PATENTE PLAIN 1/2" | 14 | 34 | ZYPE PATENTE PLAIN 1/2" | ZYPE PATENTE PLAIN 1/2"
Yes | DV3008B | 11/23/2015 | JAMES L. | FRANCIS LEE | PVC AP_PTN PLN_3/4 | AP PATENTE PLAIN 3/4" | 10 | 44 | ZYPE PATENTE PLAIN 3/4" | ZYPE PATENTE PLAIN 3/4"
Yes | DV3008B | 11/23/2015 | JAMES L. | FRANCIS LEE | PVC AP_PTN PLN_1 | AP PATENTE PLAIN 1" | 10 | 70 | ZYPE PATENTE PLAIN 1" | ZYPE PATENTE PLAIN 1"
Yes | DV3008B | 11/23/2015 | JAMES L. | FRANCIS LEE | PVC - BVALVE 1/2 | BALL VALVE 1/2 | 10 | 48 | #N/A | BALL VALVE 1/2
Yes | DV3008B | 11/23/2015 | JAMES L. | FRANCIS LEE | PVC - BVALVE 3/4 | BALL VALVE 3/4 | 8 | 63 | #N/A | BALL VALVE 3/4
Yes | DV3008B | 11/23/2015 | JAMES L. | FRANCIS LEE | PVC - BVALVE 1" | BALL VALVE 1" | 4 | 90 | ZYPE BALL VALVE 1" | ZYPE BALL VALVE 1"
Yes | DV3009B | 11/23/2015 | JAMES L. | FRANCIS LEE | ACCS_FS | FOOTSWITCH | 1 | 380 | SFMP-1 FOOT SWITCH | SFMP-1 FOOT SWITCH
Yes | DV3009B | 11/23/2015 | JAMES L. | FRANCIS LEE | FIL PRIME20SL-PP10 | PURE PRIME 20SL - 10 MICRON | 2 | 75 | PURE PRIME 20SL - 10 MICRON | PURE PRIME 20SL - 10 MICRON
Yes | DV3009B | 11/23/2015 | JAMES L. | FRANCIS LEE | FIL PRIME20SL-PP5 | PURE PRIME 20SL - 5 MICRON | 2 | 75 | PURE PRIME 20SL - 5 MICRON | PURE PRIME 20SL - 5 MICRON
Yes | DV3009B | 11/23/2015 | JAMES L. | FRANCIS LEE | FIL PRIME20SL-PP1 | PURE PRIME 20SL - 1 MICRON | 2 | 75 | PURE PRIME 20SL - 1 MICRON | PURE PRIME 20SL - 1 MICRON
Yes | DV3009B | 11/23/2015 | JAMES L. | FRANCIS LEE | ACCS_TDS LTHR | TDS METER w/ LEATHER CASE | 1 | 900 | HM-3 TDS METER w/ LEATHER CASE | HM-3 TDS METER w/ LEATHER CASE
Yes | DV3009B | 11/23/2015 | JAMES L. | FRANCIS LEE | ACCS_HEAT | HEAT GUN AP1600W model | 1 | 550 | HEAT GUN AP1600W model | HEAT GUN AP1600W model
Yes | DV3009B | 11/23/2015 | JAMES L. | FRANCIS LEE | PRE PG 150 CLAMP | PRESSURE GAUGE 150 PSI - CLAMP | 1 | 400 | PRESSURE GAUGE 150 PSI - CLAMP | PRESSURE GAUGE 150 PSI - CLAMP
Yes | DV3009B | 11/23/2015 | JAMES L. | FRANCIS LEE | PRE PG 350 CLAMP | PRESSURE GAUGE 350 PSI - CLAMP | 1 | 400 | PRESSURE GAUGE 350 PSI - CLAMP | PRESSURE GAUGE 350 PSI - CLAMP
Yes | DV3009B | 11/23/2015 | JAMES L. | FRANCIS LEE | FIL WR30 20BB | WATERCHECK 20BB - WR30 | 1 | 600 | #N/A | WATERCHECK 20BB - WR30
Yes | DV3009B | 11/23/2015 | JAMES L. | FRANCIS LEE | PRE FMV 5 | FLOWMETER PANEL 5 GPM w/ VALVE | 1 | 1530 | FLOWMETER PANEL 5 GPM w/ VALVE | FLOWMETER PANEL 5 GPM w/ VALVE
Yes | DV3009B | 11/23/2015 | JAMES L. | FRANCIS LEE | PRE FM 5ZK300K3 | FLOWMETER PANEL 5 GPM AQUA (176mm.) small | 1 | 900 | FLOWMETER PANEL 5 GPM (AQUA 176mm-SHORT) | FLOWMETER PANEL 5 GPM (AQUA 176mm-SHORT)
Yes | DV3009B | 11/23/2015 | JAMES L. | FRANCIS LEE | PRE MPC-06 | MASAKI LOW PRESSURE SWITCH MPC-06 | 1 | 800 | MASAKI LOW PRESSURE SWITCH MPC-06 | MASAKI LOW PRESSURE SWITCH MPC-06
Yes | DV3009B | 11/23/2015 | JAMES L. | FRANCIS LEE | ACCS_FLCR | RADAR FLUID LEVEL CONTROLLER | 1 | 280 | ST-70AB RADAR FLUID LEVEL CONTROLLER | ST-70AB RADAR FLUID LEVEL CONTROLLER
Yes | DV3010B | 11/23/2015 | JAMES L. | FRANCIS LEE | ACCS_FVC 1" | FLOAT VALVE CONTROL 1" | 1 | 320 | FLOAT VALVE CONTROL 1" | FLOAT VALVE CONTROL 1"
Yes | DV3010B | 11/23/2015 | JAMES L. | FRANCIS LEE | ACCS_AIR | H9909-1 AIRCHECK FOR BRINE TANK | 1 | 0 | H9909-1 AIRCHECK FOR BRINE TANK | H9909-1 AIRCHECK FOR BRINE TANK
Yes | DV3010B | 11/23/2015 | JAMES L. | FRANCIS LEE | HOSE 108_2 | HOSE 10 x 8 mm. BLACK color | 2 | 0 | TPUCO HOSE 10 x 8 mm. BLACK color (100 meter/roll) | TPUCO HOSE 10 x 8 mm. BLACK color (100 meter/roll)
Yes | DV3010B | 11/23/2015 | JAMES L. | FRANCIS LEE | FRP BT 80L | BRINE TANK 80L. (blue) | 1 | 1600 | BRINE TANK 80L. BLUE | BRINE TANK 80L. BLUE
Yes | DV3010B | 11/23/2015 | JAMES L. | FRANCIS LEE | MF ACT. CBF PURE8x12 | PURE PRIME ACTIVATED CARBON 8 x 12 | 1 | 2200 | PURE PRIME ACTIVATED CARBON 8 x 12 | PURE PRIME ACTIVATED CARBON 8 x 12
Yes | DV3010B | 11/23/2015 | JAMES L. | FRANCIS LEE | MF RESIN H-C100 | RESIN H-C 100 (new) | 2 | 1600 | HI-GRADE RESIN H-C 100 | HI-GRADE RESIN H-C 100
Yes | DV3010B | 11/23/2015 | JAMES L. | FRANCIS LEE | PRE VALVE 1/2 SAN | SOLENOID VALVE 1/2" BRASS SANLIXIN - 10kg. | 1 | 1300 | SOLENOID VALVE 1/2" BRASS SANLIXIN (10kg) | SOLENOID VALVE 1/2" BRASS SANLIXIN (10kg)
Yes | DV3010B | 11/23/2015 | JAMES L. | FRANCIS LEE | PRE VALVE 3/4 SAN | SOLENOID VALVE 3/4" BRASS SANLIXIN | 1 | 1600 | SOLENOID VALVE 3/4" BRASS SANLIXIN | SOLENOID VALVE 3/4" BRASS SANLIXIN
Yes | DV3010B | 11/23/2015 | JAMES L. | FRANCIS LEE | ACCS_SCREW1 | SCREW for SL HOUSING | 12 | 0 | SCREW FOR SL HOUSING | SCREW FOR SL HOUSING
Yes | DV3010B | 11/23/2015 | JAMES L. | FRANCIS LEE | ACCS_SPNR SL T | SPANNER WRENCH SLIM 20" TAIWAN | 1 | 0 | (zero price) SPANNER WRENCH SLIM 20" TAIWAN (BLACK) | (zero price) SPANNER WRENCH SLIM 20" TAIWAN (BLACK)
Yes | DV3010B | 11/23/2015 | JAMES L. | FRANCIS LEE | ACCS_BRAC ST | BRACKET STEEL TAIWAN (new) | 3 | 0 | BRACKET STEEL TAIWAN (NEW) | BRACKET STEEL TAIWAN (NEW)
Yes | DV3010B | 11/23/2015 | JAMES L. | FRANCIS LEE | HOUSING SBHT_2 | SLIM BLUE HOUSING 20" npt 3/4" Taiwan | 3 | 800 | (bdle) SLIM BLUE HOUSING 20" npt 3/4" TAIWAN w/ ACCS. | (bdle) SLIM BLUE HOUSING 20" npt 3/4" TAIWAN w/ ACCS.
Yes | DV3011B | 11/23/2015 | JAMES L. | FRANCIS LEE | ACCS_SCREW2 | SCREW for BB HOUSING | 4 | 0 | SCREW FOR BB HOUSING | SCREW FOR BB HOUSING
Yes | DV3011B | 11/23/2015 | JAMES L. | FRANCIS LEE | ACCS_BRAC BBT | BRACKET STEEL BB TAIWAN | 1 | 0 | BRACKET STEEL BB TAIWAN | BRACKET STEEL BB TAIWAN
Yes | DV3011B | 11/23/2015 | JAMES L. | FRANCIS LEE | ACCS_SPNR BB-T | SPANNER WRENCH BB TAIWAN | 1 | 0 | SPANNER WRENCH BB TAIWAN (BLACK) | SPANNER WRENCH BB TAIWAN (BLACK)
Yes | DV3011B | 11/23/2015 | JAMES L. | FRANCIS LEE | HOUSING BB20-T | BIG BLUE HOUSING 20" npt 1" TAiWAN | 1 | 1400 | (bdle) BIG BLUE HOUSING 20" npt 1" TAIWAN w/ ACCS. | (bdle) BIG BLUE HOUSING 20" npt 1" TAIWAN w/ ACCS.
Yes | DV3011B | 11/23/2015 | JAMES L. | FRANCIS LEE | PUMP-APC 2 | AUTOMATIC PRESS CONTROL (MAC 02) | 2 | 1400 | MAZAKI AUTOMATIC PRESS CONTROL (MAC 02) | MAZAKI AUTOMATIC PRESS CONTROL (MAC 02)
Yes | DV3011B | 11/23/2015 | JAMES L. | FRANCIS LEE | PUMP ATS1000 | AQUA TEDELA ATS-1000 1.3hp (1kw) | 2 | 4370 | AQUA TEDELA ATS-1000 1.3hp (1kw) | AQUA TEDELA ATS-1000 1.3hp (1kw)
Yes | DV3011B | 11/23/2015 | JAMES L. | FRANCIS LEE | PUMP CHLF2-60 | CNP CHLF2-60 (2hp) 1.5kw. 1 PH | 1 | 10960 | #N/A | CNP CHLF2-60 (2hp) 1.5kw. 1 PH
Yes | DV3011B | 11/23/2015 | JAMES L. | FRANCIS LEE | ACCS_STS | STRAINER H 2805 | 3 | 0 | #N/A | STRAINER H 2805
Yes | DV3011B | 11/23/2015 | JAMES L. | FRANCIS LEE | VH MSOFT | MANUAL HEAD SOFTENER F64A 2.5" | 1 | 1300 | RUNXIN MANUAL HEAD F64A SOFTENER 2.5" (4m³/h) | RUNXIN MANUAL HEAD F64A SOFTENER 2.5" (4m³/h)
Yes | DV3011B | 11/23/2015 | JAMES L. | FRANCIS LEE | VH MSED | MANUAL HEAD SEDIMENT F56A3 2.5" | 2 | 1000 | RUNXIN MANUAL HEAD F56A3 SEDIMENT (4m³/h) | RUNXIN MANUAL HEAD F56A3 SEDIMENT (4m³/h)
Yes | DV3011B | 11/23/2015 | JAMES L. | FRANCIS LEE | ACCS_STSB | STRAINER H 2807 | 3 | 0 | #N/A | STRAINER H 2807
Yes | DV3011B | 11/23/2015 | JAMES L. | FRANCIS LEE | ACCS_RTUBE | RISER TUBE ONLY (10x54) | 3 | 0 | RISER TUBE for 10 x 54 FRP | RISER TUBE for 10 x 54 FRP
Yes | DV3011B | 11/23/2015 | JAMES L. | FRANCIS LEE | FRP 1054 WV_2 | FRP TANK 10" x 54" WAVE CYBER BLUE color | 3 | 2500 | (bdle) FRP TANK 10" x 54" (-2.5T) WAVE CYBER BLUE color w/ ACCS. | (bdle) FRP TANK 10" x 54" (-2.5T) WAVE CYBER BLUE color w/ ACCS.
Yes | DV3011B | 11/23/2015 | JAMES L. | FRANCIS LEE | STL SS304 - A | SS304 VESSEL w/ PLASTIC END CAP - A | 2 | 4000 | SS304 VESSEL 4040 w/ PLASTIC END CAP - A (seamless) | SS304 VESSEL 4040 w/ PLASTIC END CAP - A (seamless)
Yes | DV3012B | 11/21/2015 | TOMON | MERCY GUZON TOMON | FIL PRIME10SL-PP5 | PURE PRIME 10SL - 5 MICRON | 4 | 70 | PURE PRIME 10SL - 5 MICRON | PURE PRIME 10SL - 5 MICRON
Yes | DV3012B | 11/21/2015 | TOMON | MERCY GUZON TOMON | FIL PRIME CBF10SL | PURE PRIME 10SL - CARBON Filter | 2 | 200 | PURE PRIME 10SL - CARBON Filter | PURE PRIME 10SL - CARBON Filter
Yes | DV3013B | 11/21/2015 | CAPARS | MR. MICHEAL CAPARAS | FIL EP 20SL | PENTEK EP - 20 SLIM | 12 | 520 | PENTEK EP - 20 SLIM | PENTEK EP - 20 SLIM
Yes | DV3014B | 11/21/2015 | HP | HIGH PURITY TECHNOLOGIES, INC. | FIL WC 20SL-CBF | WATERCHECK 20SL - CBF Carbon Block Filter | 6 | 380 | WATERCHECK 20SL - CBF (carbon block filter) | WATERCHECK 20SL - CBF (carbon block filter)
Yes | DV3016B | 11/21/2015 | AQUAL | AQUA LARGE | PVC AP_COUP TRD_1 | AP COUPLING THREADED 1" | 3 | 21 | ZYPE COUPLING THREADED 1" | ZYPE COUPLING THREADED 1"
Yes | DV3016B | 11/21/2015 | AQUAL | AQUA LARGE | PVC AP_MALE A_1 | AP MALE ADAPTOR 1" | 3 | 22 | ZYPE MALE ADAPTOR 1" | ZYPE MALE ADAPTOR 1"
Yes | DV3016B | 11/21/2015 | AQUAL | AQUA LARGE | PUMP-APC 2 | AUTOMATIC PRESS CONTROL (MAC 02) | 1 | 2000 | MAZAKI AUTOMATIC PRESS CONTROL (MAC 02) | MAZAKI AUTOMATIC PRESS CONTROL (MAC 02)
Yes | DV3017B | 11/21/2015 | SALIDO | MR. CHARLIE SALIDO/ FILTERTECH | FIL WC 20SLPP | WATERCHECK 20SL - 5 MICRON | 2 | 75 | #N/A | WATERCHECK 20SL - 5 MICRON
Yes | DV3017B | 11/21/2015 | SALIDO | MR. CHARLIE SALIDO/ FILTERTECH | FIL WC 20SL-CBF | WATERCHECK 20SL - CBF | 1 | 280 | #N/A | WATERCHECK 20SL - CBF
Yes | DV3017B | 11/21/2015 | SALIDO | MR. CHARLIE SALIDO/ FILTERTECH | MF BP-505-2 ABAM | ANTI-BACTERIAL ALKALINE MEDIA | 1 | 1000 | BP-505-2 ANTI-BACTERIAL ALKALINE MEDIA (taiwan) | BP-505-2 ANTI-BACTERIAL ALKALINE MEDIA (taiwan)
Yes | DV3018BG | 11/21/2015 | EXCEL | WATER EXCEL | GAL_SML FCT | FAUCET FOR SLIM CONTAINER GREEN color | 10 | 25 | FAUCET FOR SLIM CONTAINER GREEN color | FAUCET FOR SLIM CONTAINER GREEN color
Yes | DV3019B | 11/21/2015 | EXCEL | WATER EXCEL | PUMP ATS550 | AQUA TEDELA ATS-550 3/4hp (0.55kw) | 1 | 3800 | AQUA TEDELA ATS-550 3/4hp (0.55kw) | AQUA TEDELA ATS-550 3/4hp (0.55kw)
Yes | DV3020B | 11/21/2015 | AQUAMEGA - MARILAO | AQUAMEGA - MARILAO | MF RESIN H-C100E | RESIN H-C 100E (new) | 2 | 2000 | HI-GRADE RESIN H-C 100E | HI-GRADE RESIN H-C 100E
Yes | DV3020B | 11/21/2015 | AQUAMEGA - MARILAO | AQUAMEGA - MARILAO | MF SSAND | SILICA SAND | 2 | 500 | SILICA SAND | SILICA SAND
Yes | DV3020B | 11/21/2015 | AQUAMEGA - MARILAO | AQUAMEGA - MARILAO | MF PBL5 | PEBBLES #5 | 1 | 500 | PEBBLES #5 | PEBBLES #5
Yes | DV3020B | 11/21/2015 | AQUAMEGA - MARILAO | AQUAMEGA - MARILAO | MF ACT. CBF PURE8x12 | PURE PRIME ACTIVATED CARBON 8 x 12 | 1 | 2500 | PURE PRIME ACTIVATED CARBON 8 x 12 | PURE PRIME ACTIVATED CARBON 8 x 12
Yes | DV3020B | 11/21/2015 | AQUAMEGA - MARILAO | AQUAMEGA - MARILAO | FIL HYDRO 20 PP_1 | HYDROSEP 20SL - 1 MICRON | 25 | 95 | #N/A | HYDROSEP 20SL - 1 MICRON
Yes | DV3020B | 11/21/2015 | AQUAMEGA - MARILAO | AQUAMEGA - MARILAO | FIL EP 20SL | PENTEK EP - 20 SLIM | 2 | 520 | PENTEK EP - 20 SLIM | PENTEK EP - 20 SLIM
Yes | DV3020B | 11/21/2015 | AQUAMEGA - MARILAO | AQUAMEGA - MARILAO | PRE VALVE 1/2 SAN | SOLENOID VALVE 1/2" BRASS SANLIXIN - 10kg. | 1 | 1600 | SOLENOID VALVE 1/2" BRASS SANLIXIN (10kg) | SOLENOID VALVE 1/2" BRASS SANLIXIN (10kg)
Yes | DV3020B | 11/21/2015 | AQUAMEGA - MARILAO | AQUAMEGA - MARILAO | ACCS_FS | FOOTSWITCH | 1 | 450 | SFMP-1 FOOT SWITCH | SFMP-1 FOOT SWITCH
Yes | DV3020B | 11/21/2015 | AQUAMEGA - MARILAO | AQUAMEGA - MARILAO | FIL PRIME CBF20SL | PURE PRIME 20SL - CARBON Filter | 1 | 450 | PURE PRIME 20SL - CARBON Filter | PURE PRIME 20SL - CARBON Filter
Yes | DV3021B | 11/21/2015 | MONTENEGRO | JOHN MONTENEGRO | FIL CBF 10SL | PUREGEN CBF 10SL - BLACK | 2 | 200 | #N/A | PUREGEN CBF 10SL - BLACK
Yes | DV3021B | 11/21/2015 | MONTENEGRO | JOHN MONTENEGRO | FIL CCK(UDF10"-B)SL | CCK BLUE PLUMP GAC CARTRIDGE UDF10"-SL | 2 | 200 | CCK BLUE PLUMP GAC CARTRIDGE UDF10"-SL | CCK BLUE PLUMP GAC CARTRIDGE UDF10"-SL
Yes | DV3021B | 11/21/2015 | MONTENEGRO | JOHN MONTENEGRO | FIL WC 10SL-PP | WATERCHECK 10SL - 1 MICRON | 2 | 35 | #N/A | WATERCHECK 10SL - 1 MICRON
Yes | DV3021B | 11/21/2015 | MONTENEGRO | JOHN MONTENEGRO | FIL WC 10SL-PP | WATERCHECK 10SL - 5 MICRON | 2 | 35 | #N/A | WATERCHECK 10SL - 5 MICRON
Yes | DV3022B | 11/21/2015 | WINSURE - BAGONG BARRIO | WINSURE - BAGONG BARRIO | PUMP-APC 2 | AUTOMATIC PRESS CONTROL (MAC 02) | 1 | 2000 | MAZAKI AUTOMATIC PRESS CONTROL (MAC 02) | MAZAKI AUTOMATIC PRESS CONTROL (MAC 02)
Yes | DV3022B | 11/21/2015 | WINSURE - BAGONG BARRIO | WINSURE - BAGONG BARRIO | FCET_CONN | GOOSENECK CONNECTOR 1/2" SS ONLY | 1 | 160 | GOOSENECK CONNECTOR 1/2" SS ONLY | GOOSENECK CONNECTOR 1/2" SS ONLY
Yes | DV3022B | 11/21/2015 | WINSURE - BAGONG BARRIO | WINSURE - BAGONG BARRIO | NIP_NP1/2" | NIPLE REDUCER 1/2" SS | 1 | 70 | NIPPLE REDUCER M-THREAD PIPE 1/2" STAINLESS | NIPPLE REDUCER M-THREAD PIPE 1/2" STAINLESS
Yes | DV3023B | 11/21/2015 | AQUA CITY | AQUA CITY GEN. MDSE. | PRE PG 350 CLAMP | PRESSURE GAUGE 350 PSI - CLAMP | 1 | 450 | PRESSURE GAUGE 350 PSI - CLAMP | PRESSURE GAUGE 350 PSI - CLAMP
Yes | DV3026B | 11/21/2015 | AQUAMEGA- BAGONG SILANGAN | AQUAMEGA BAGONG SILANGAN | ACCS_STS | STRAINER H 2805 Fleck Top Distribution (6"-12") | 1 | 200 | STRAINER H 2805 TOP (6"-12") | STRAINER H 2805 TOP (6"-12")
Yes | DV3028B | 11/21/2015 | OLIVER | MR. OLIVERIO CACCAM | FIL DGD5005 20BB-PT | PENTEK BB20 DGD 5005 | 1 | 580 | #N/A | PENTEK BB20 DGD 5005
Yes | DV3029B | 11/21/2015 | AQUASAFES | AQUA SAFE STA. CRUZ | FIL EP 20SL | PENTEK EP - 20 SLIM | 1 | 520 | PENTEK EP - 20 SLIM | PENTEK EP - 20 SLIM
Yes | DV3029B | 11/21/2015 | AQUASAFES | AQUA SAFE STA. CRUZ | FIL HYDRO 20 PP_1 | HYDROSEP 20SL - 10 MICRON | 6 | 120 | #N/A | HYDROSEP 20SL - 10 MICRON
Yes | DV3030B | 11/21/2015 | ATANACIO | ROBERT ATANACIO | CARTRIDGE_12 EUR T3S | EUREKA T3S 10" (triple cartridge) | 1 | 1980 | EUREKA EWPS-3S T3S 10" | EUREKA EWPS-3S T3S 10"
Yes | DV3030B | 11/21/2015 | ATANACIO | ROBERT ATANACIO | JACO(Z-1064) | JACO Z-1064 3/8"x1/4" male straight conn. (taiwan) | 2 | 85 | JACO Z-1064 - 3/8mm x 1/4" male straight connector (taiwan) | JACO Z-1064 - 3/8mm x 1/4" male straight connector (taiwan)
Yes | DV3031B | 11/21/2015 | ESGUERRA | MR. ANDY M. ESGUERRA | PVC - P1/2 | PIPE 1/2 | 3 | 140 | ZYPE PIPE 1/2" | ZYPE PIPE 1/2"
Yes | DV3031B | 11/21/2015 | ESGUERRA | MR. ANDY M. ESGUERRA | PVC AP_COUP PLN_1/2 | AP COUPLING PLAIN 1/2" | 4 | 8.5 | ZYPE COUPLING PLAIN 1/2" | ZYPE COUPLING PLAIN 1/2"
Yes | DV3031B | 11/21/2015 | ESGUERRA | MR. ANDY M. ESGUERRA | PVC AP_90ELB PLN_1/2 | AP 90° ELBOW PLAIN 1/2" | 15 | 10 | ZYPE 90° ELBOW PLAIN 1/2" | ZYPE 90° ELBOW PLAIN 1/2"
Yes | DV3031B | 11/21/2015 | ESGUERRA | MR. ANDY M. ESGUERRA | PVC AP_PTN PLN_1/2 | AP PATENTE PLAIN 1/2" | 7 | 50 | ZYPE PATENTE PLAIN 1/2" | ZYPE PATENTE PLAIN 1/2"
Yes | DV3032B | 11/21/2015 | BARRION R | RUPERTO BARRION | ACCS_LIT G | PILOT LIGHT GREEN | 2 | 200 | XD8-2 PILOT LIGHT GREEN (220V) | XD8-2 PILOT LIGHT GREEN (220V)
Yes | DV3032B | 11/21/2015 | BARRION R | RUPERTO BARRION | ACCS_LIT PILOTR | PILOT LIGHT RED | 6 | 200 | XD8-2 PILOT LIGHT RED (220V) | XD8-2 PILOT LIGHT RED (220V)
Yes | DV3032B | 11/21/2015 | BARRION R | RUPERTO BARRION | ACCS_SCREW1 | SCREW for SL HOUSING | 4 | 0 | SCREW FOR SL HOUSING | SCREW FOR SL HOUSING
Yes | DV3032B | 11/21/2015 | BARRION R | RUPERTO BARRION | ACCS_BRAC ST | BRACKET STEEL TAIWAN (new) | 1 | 0 | BRACKET STEEL TAIWAN (NEW) | BRACKET STEEL TAIWAN (NEW)
Yes | DV3032B | 11/21/2015 | BARRION R | RUPERTO BARRION | HOUSING SBHC_2 | SLIM BLUE HOUSING 20" npt 3/4" China (CH20-40) | 1 | 700 | (bdle) SLIM BLUE HOUSING 20" npt 3/4" CHINA (CH20-40) w/ ACCS. | (bdle) SLIM BLUE HOUSING 20" npt 3/4" CHINA (CH20-40) w/ ACCS.
Yes | DV3032B | 11/21/2015 | BARRION R | RUPERTO BARRION | FIL WR30 20BB | WATERCHECK 20BB - WR30 | 1 | 1000 | #N/A | WATERCHECK 20BB - WR30
Yes | DV3032B | 11/21/2015 | BARRION R | RUPERTO BARRION | ACCS_FLCR | RADAR FLUID LEVEL CONTROLLER | 4 | 350 | ST-70AB RADAR FLUID LEVEL CONTROLLER | ST-70AB RADAR FLUID LEVEL CONTROLLER
Yes | DV3032B | 11/21/2015 | BARRION R | RUPERTO BARRION | FCET_GOOSE | GOOSENECK FAUCET ONLY | 1 | 250 | FF-800 GOOSENECK FAUCET ONLY | FF-800 GOOSENECK FAUCET ONLY
Yes | DV3032B | 11/21/2015 | BARRION R | RUPERTO BARRION | PUR_OZO AMC | AMC OZONIZER | 1 | 3200 | AMC OZONIZER AP-90 | AMC OZONIZER AP-90
Yes | DV3032B | 11/21/2015 | BARRION R | RUPERTO BARRION | PVC - OUT RED_2 | OUTSIDE REDUCER 1 x 1/2 | 3 | 15 | ZYPE OUTSIDE REDUCER 1" x 1/2" | ZYPE OUTSIDE REDUCER 1" x 1/2"
Yes | DV3032B | 11/21/2015 | BARRION R | RUPERTO BARRION | PVC - OUT RED_1 | OUTSIDE REDUCER 3/4 x 1/2 | 3 | 12 | #N/A | OUTSIDE REDUCER 3/4 x 1/2
Yes | DV3032B | 11/21/2015 | BARRION R | RUPERTO BARRION | PVC - OUT RED_3 | OUTSIDE REDUCER 1 x 3/4 | 3 | 20 | #N/A | OUTSIDE REDUCER 1 x 3/4
Yes | DV3032B | 11/21/2015 | BARRION R | RUPERTO BARRION | PVC - BVALVE 1" | BALL VALVE 1" | 5 | 106 | ZYPE BALL VALVE 1" | ZYPE BALL VALVE 1"
Yes | DV3032B | 11/21/2015 | BARRION R | RUPERTO BARRION | PVC- TEFLON | TEFLON TAPE | 15 | 15 | TITANIUM TEFLON TAPE 3/4" | TITANIUM TEFLON TAPE 3/4"
Yes | DV3032B | 11/21/2015 | BARRION R | RUPERTO BARRION | PVC AP_COUP PLN_1/2 | AP COUPLING PLAIN 1/2" | 15 | 7.5 | ZYPE COUPLING PLAIN 1/2" | ZYPE COUPLING PLAIN 1/2"
Yes | DV3032B | 11/21/2015 | BARRION R | RUPERTO BARRION | FCET_CONN | GOOSENECK CONNECTOR 1/2" SS ONLY | 1 | 200 | GOOSENECK CONNECTOR 1/2" SS ONLY | GOOSENECK CONNECTOR 1/2" SS ONLY
Yes | DV3033B | 11/21/2015 | BARRION R | RUPERTO BARRION | PVC AP_COUP PLN_3/4 | AP COUPLING PLAIN 3/4" | 15 | 11 | ZYPE COUPLING PLAIN 3/4" | ZYPE COUPLING PLAIN 3/4"
Yes | DV3033B | 11/21/2015 | BARRION R | RUPERTO BARRION | PVC AP_COUP PLN_1 | AP COUPLING PLAIN 1" | 15 | 24 | ZYPE COUPLING PLAIN 1" | ZYPE COUPLING PLAIN 1"
Yes | DV3033B | 11/21/2015 | BARRION R | RUPERTO BARRION | PVC AP_PTN PLN_1/2 | AP PATENTE PLAIN 1/2" | 2 | 58 | ZYPE PATENTE PLAIN 1/2" | ZYPE PATENTE PLAIN 1/2"
Yes | DV3033B | 11/21/2015 | BARRION R | RUPERTO BARRION | PVC AP_PTN PLN_1 | AP PATENTE PLAIN 1" | 6 | 115 | ZYPE PATENTE PLAIN 1" | ZYPE PATENTE PLAIN 1"
Yes | DV3033B | 11/21/2015 | BARRION R | RUPERTO BARRION | PVC AP_TEE PLN_1/2 | AP TEE PLAIN 1/2" | 4 | 16 | ZYPE TEE PLAIN 1/2" | ZYPE TEE PLAIN 1/2"
Yes | DV3033B | 11/21/2015 | BARRION R | RUPERTO BARRION | PVC AP_TEE PLN_1 | AP TEE PLAIN 1" | 4 | 42 | ZYPE TEE PLAIN 1" | ZYPE TEE PLAIN 1"
Yes | DV3033B | 11/21/2015 | BARRION R | RUPERTO BARRION | PVC AP_MALE A_1 | AP MALE ADAPTOR 1" | 10 | 18 | ZYPE MALE ADAPTOR 1" | ZYPE MALE ADAPTOR 1"
Yes | DV3033B | 11/21/2015 | BARRION R | RUPERTO BARRION | PVC AP_90ELB PLN_1/2 | AP 90° ELBOW PLAIN 1/2" | 20 | 15 | ZYPE 90° ELBOW PLAIN 1/2" | ZYPE 90° ELBOW PLAIN 1/2"
Yes | DV3033B | 11/21/2015 | BARRION R | RUPERTO BARRION | PVC - P1/2 | PIPE 1/2 | 6 | 145 | ZYPE PIPE 1/2" | ZYPE PIPE 1/2"
Yes | DV3033B | 11/21/2015 | BARRION R | RUPERTO BARRION | PVC - P3/4 | PIPE 3/4 | 1 | 212 | ZYPE PIPE 3/4 | ZYPE PIPE 3/4
Yes | DV3033B | 11/21/2015 | BARRION R | RUPERTO BARRION | PVC - P1 | PIPE 1" | 8 | 344 | ZYPE PIPE 1" | ZYPE PIPE 1"
Yes | DV3034B | 11/23/2015 | GREEN GLOBAL | GREEN GLOBAL RESOURCES | MEM_ULP21-4040 | VONTRON MEMBRANE ULP21 - 40 x 40 | 1 | 6500 | VONTRON MEMBRANE ULP21 40 x 40 | VONTRON MEMBRANE ULP21 40 x 40
Yes | DV3034B | 11/23/2015 | GREEN GLOBAL | GREEN GLOBAL RESOURCES | FIL PRIME20SL-PP10 | PURE PRIME 20SL - 10 MICRON | 1 | 90 | PURE PRIME 20SL - 10 MICRON | PURE PRIME 20SL - 10 MICRON
Yes | DV3034B | 11/23/2015 | GREEN GLOBAL | GREEN GLOBAL RESOURCES | FIL PRIME20SL-PP5 | PURE PRIME 20SL - 5 MICRON | 1 | 90 | PURE PRIME 20SL - 5 MICRON | PURE PRIME 20SL - 5 MICRON
Yes | DV3035B | 11/23/2015 | RRW | RRW WATER REFILLING STATION | ACCS_LITR AD16 | GANGBO LED LIGHT RED (AD11) | 1 | 200 | AD105-22D/S31 GOCHENG LED LIGHT RED (AD16) | AD105-22D/S31 GOCHENG LED LIGHT RED (AD16)
Yes | DV3035B | 11/23/2015 | RRW | RRW WATER REFILLING STATION | ACCS_SELSWT | TEND SELECTOR SWITCH BLACK | 1 | 200 | TEND SELECTOR SWITCH BLACK (2-WAY) 3A/240V | TEND SELECTOR SWITCH BLACK (2-WAY) 3A/240V
Yes | DV3036B | 11/23/2015 | ESGUERRA, BOY | BOY ESGUERRA | PUMP ATS1000 | AQUA TEDELA ATS-1000 1.3hp (1kw) | 1 | 4600 | AQUA TEDELA ATS-1000 1.3hp (1kw) | AQUA TEDELA ATS-1000 1.3hp (1kw)
Yes | DV3037B | 11/23/2015 | ACOSTA F. | FRANK ACOSTA |  | KEMFLO DIAPHRAGM 50GPD | 1 | 0 | #N/A | KEMFLO DIAPHRAGM 50GPD
Yes | DV3038B | 11/23/2015 | JAMES L. | FRANCIS LEE | SP_CONN C604 | PUSH FITTING SPC 6 - 04 (6mm.x1/2) straight snap | 2 | 60 | PUSH FITTING SPC 6 - 04 (6mm.x1/2) straight snap | PUSH FITTING SPC 6 - 04 (6mm.x1/2) straight snap
Yes | DV3038B | 11/23/2015 | JAMES L. | FRANCIS LEE | SP_CONNF602 | PUSH FITTING SPLF 6 - 02 (6mm.x1/4) female elbow | 4 | 60 | PUSH FITTING SPLF 6 - 02 (6mm.x1/4) female elbow | PUSH FITTING SPLF 6 - 02 (6mm.x1/4) female elbow
Yes | DV3038B | 11/23/2015 | JAMES L. | FRANCIS LEE | PVC AP_MALE A_3/4 | AP MALE ADAPTOR 3/4" | 24 | 10 | ZYPE MALE ADAPTOR 3/4" | ZYPE MALE ADAPTOR 3/4"
Yes | DV3039B | 11/23/2015 | JONATHAN CRUZ | JONATHAN CRUZ | FIL PRIME20SL-PP1 | PURE PRIME 20SL - 1 MICRON | 19 | 100 | PURE PRIME 20SL - 1 MICRON | PURE PRIME 20SL - 1 MICRON
Yes | DV3039B | 11/23/2015 | JONATHAN CRUZ | JONATHAN CRUZ | FIL EP 20SL | PENTEK EP - 20 SLIM | 2 | 580 | PENTEK EP - 20 SLIM | PENTEK EP - 20 SLIM
Yes | DV3039B | 11/23/2015 | JONATHAN CRUZ | JONATHAN CRUZ | FIL CBC 20SL | PENTEK CBC - 20 SLIM | 3 | 1300 | #N/A | PENTEK CBC - 20 SLIM
Yes | DV3040B | 11/23/2015 | THREE C | MY MONICA | MEM_SW11 2540 | VONTRON MEMBRANE SW11 25 x 40 | 2 | 10000 | VONTRON MEMBRANE SW11 25 x 40 | VONTRON MEMBRANE SW11 25 x 40
Yes | DV3041B | 11/23/2015 | WATER EH | WATER EH | HOUSING CBA-304-4 | HOUSING FOR RESIN 20SL PLASTIC | 3 | 180 | HOUSING FOR RESIN 20SL PLASTIC | HOUSING FOR RESIN 20SL PLASTIC
Yes | DV3041B | 11/23/2015 | WATER EH | WATER EH | ACCS_HEAT | HEAT GUN AP1600W model | 3 | 550 | HEAT GUN AP1600W model | HEAT GUN AP1600W model
Yes | DV3041B | 11/23/2015 | WATER EH | WATER EH | JACO C-C0001L | JACO PN-4 1/4"x1/4" male pipe straigth (china) | 4 | 60 | JACO PN-4 - 1/4" x 1/4" male pipe straigth (china) | JACO PN-4 - 1/4" x 1/4" male pipe straigth (china)
Yes | DV3041B | 11/23/2015 | WATER EH | WATER EH | PVC AP_PTN PLN_1/2 | AP PATENTE PLAIN 1/2" | 12 | 50 | ZYPE PATENTE PLAIN 1/2" | ZYPE PATENTE PLAIN 1/2"
Yes | DV3041B | 11/23/2015 | WATER EH | WATER EH | PVC AP_PTN PLN_1 | AP PATENTE PLAIN 1" | 6 | 70 | ZYPE PATENTE PLAIN 1" | ZYPE PATENTE PLAIN 1"
Yes | DV3041B | 11/23/2015 | WATER EH | WATER EH | MEM_ULP11-4040 | VONTRON MEMBRANE ULP11 - 40 x 40 | 1 | 6500 | VONTRON MEMBRANE ULP11 40 x 40 | VONTRON MEMBRANE ULP11 40 x 40
Yes | DV3041B | 11/23/2015 | WATER EH | WATER EH | PVC AP_90ELB PLN_3/4 | AP 90° ELBOW PLAIN 3/4" | 10 | 13 | ZYPE 90° ELBOW PLAIN 3/4" | ZYPE 90° ELBOW PLAIN 3/4"
Yes | DV3041B | 11/23/2015 | WATER EH | WATER EH | PVC AP_90ELB PLN_1 | AP 90° ELBOW PLAIN 1" | 8 | 21 | ZYPE 90° ELBOW PLAIN 1" | ZYPE 90° ELBOW PLAIN 1"
Yes | DV3041B | 11/23/2015 | WATER EH | WATER EH | ACCS_TY704 | TY 704- SILICON PASTE | 10 | 100 | TY 704 SILICONE PASTE | TY 704 SILICONE PASTE
Yes | DV3043B | 11/23/2015 | FIRST STATION | WATER ELEMENT | ACCS_SCREW1 | SCREW for SL HOUSING | 4 | 0 | SCREW FOR SL HOUSING | SCREW FOR SL HOUSING
Yes | DV3043B | 11/23/2015 | FIRST STATION | WATER ELEMENT | ACCS_BRAC ST | BRACKET STEEL TAIWAN (new) | 1 | 0 | BRACKET STEEL TAIWAN (NEW) | BRACKET STEEL TAIWAN (NEW)
Yes | DV3043B | 11/23/2015 | FIRST STATION | WATER ELEMENT | HOUSING SBH_10H | SLIM BLUE HOUSING 10" npt 3/4" Hydrosep | 1 | 550 | (bdle) SLIM BLUE HOUSING 10" npt 3/4" HYDROSEP brand w/ ACCS. | (bdle) SLIM BLUE HOUSING 10" npt 3/4" HYDROSEP brand w/ ACCS.
Yes | DV3043B | 11/23/2015 | FIRST STATION | WATER ELEMENT | FIL WC 10SL-PP | WATERCHECK 10SL - 10 MICRON | 1 | 33 | #N/A | WATERCHECK 10SL - 10 MICRON
Yes | DV3045B | 11/23/2015 | OROCAY | MR. ROD OROCAY | PUMP-APC 2 | AUTOMATIC PRESS CONTROL (MAC 02) | 1 | 1500 | MAZAKI AUTOMATIC PRESS CONTROL (MAC 02) | MAZAKI AUTOMATIC PRESS CONTROL (MAC 02)
Yes | DV3046B | 11/23/2015 | FABIO, JUN | JUN FABIO | PRE MPC2 | MAZAKI brand MPC-2 | 1 | 350 | MAZAKI PRESSURE SWITCH MPC-2 | MAZAKI PRESSURE SWITCH MPC-2
Yes | DV3046B | 11/23/2015 | FABIO, JUN | JUN FABIO | ACCS_FS | FOOTSWITCH | 1 | 450 | SFMP-1 FOOT SWITCH | SFMP-1 FOOT SWITCH
Yes | DV3046B | 11/23/2015 | FABIO, JUN | JUN FABIO | FIL WC 20BB-PP | WATERCHECK 20BB - 1 MICRON | 5 | 360 | #N/A | WATERCHECK 20BB - 1 MICRON
Yes | DV3046B | 11/23/2015 | FABIO, JUN | JUN FABIO | FIL WC 20BB-PP | WATERCHECK 20BB - 5 MICRON | 5 | 360 | #N/A | WATERCHECK 20BB - 5 MICRON
Yes | DV3047B | 11/23/2015 | TABILIN | MR. ARNOLD TABILIN | FIL PRIME20SL-PP1 | PURE PRIME 20SL - 1 MICRON | 2 | 75 | PURE PRIME 20SL - 1 MICRON | PURE PRIME 20SL - 1 MICRON
Yes | DV3047B | 11/23/2015 | TABILIN | MR. ARNOLD TABILIN | FIL PRIME20SL-PP5 | PURE PRIME 20SL - 5 MICRON | 1 | 75 | PURE PRIME 20SL - 5 MICRON | PURE PRIME 20SL - 5 MICRON
Yes | DV3047B | 11/23/2015 | TABILIN | MR. ARNOLD TABILIN | FIL PRIME20SL-PP10 | PURE PRIME 20SL - 10 MICRON | 1 | 75 | PURE PRIME 20SL - 10 MICRON | PURE PRIME 20SL - 10 MICRON
Yes | DV3047B | 11/23/2015 | TABILIN | MR. ARNOLD TABILIN | FIL EP 20SL | PENTEK EP - 20 SLIM | 1 | 480 | PENTEK EP - 20 SLIM | PENTEK EP - 20 SLIM
Yes | DV3047B | 11/23/2015 | TABILIN | MR. ARNOLD TABILIN | FIL EMP 20SL | PENTEK EPM - 20 SLIM | 1 | 480 | PENTEK EPM - 20 SLIM | PENTEK EPM - 20 SLIM
Yes | DV3047B | 11/23/2015 | TABILIN | MR. ARNOLD TABILIN | MEM_ULP11-4040 | VONTRON MEMBRANE ULP11 - 40 x 40 | 1 | 6500 | VONTRON MEMBRANE ULP11 40 x 40 | VONTRON MEMBRANE ULP11 40 x 40
Yes | DV3048B | 11/23/2015 | ALL ICE | ALL ICE c/o MANDY SANTOS | FIL WC 20SLPP | WATERCHECK 20SL - 1 MICRON | 2 | 90 | #N/A | WATERCHECK 20SL - 1 MICRON
Yes | DV3048B | 11/23/2015 | ALL ICE | ALL ICE c/o MANDY SANTOS | FIL WC 20SLPP | WATERCHECK 20SL - 5 MICRON | 4 | 90 | #N/A | WATERCHECK 20SL - 5 MICRON
Yes | DV3049B | 11/23/2015 | BESTLIFE | BESTLIFE - CALOOCAN | FIL PRIME10SL-PP5 | PURE PRIME 10SL - 5 MICRON | 1 | 50 | PURE PRIME 10SL - 5 MICRON | PURE PRIME 10SL - 5 MICRON
Yes | DV3049B | 11/23/2015 | BESTLIFE | BESTLIFE - CALOOCAN | PVC AP_PTN PLN_1/2 | AP PATENTE PLAIN 1/2" | 4 | 50 | ZYPE PATENTE PLAIN 1/2" | ZYPE PATENTE PLAIN 1/2"
Yes | DV3049B | 11/23/2015 | BESTLIFE | BESTLIFE - CALOOCAN | PVC - B BVTP 1/2 | CLASS B - TWO PIECE BALL VALVE 1/2" | 3 | 66 | #N/A | CLASS B - TWO PIECE BALL VALVE 1/2"
Yes | DV3050B | 11/23/2015 | FILTERCHEM | FILTERCHEM INC. | FIL NB WP5 - 20BB | PUREGEN 20BB - WP 5 MICRON | 10 | 600 | #N/A | PUREGEN 20BB - WP 5 MICRON
Yes | DV3050B | 11/23/2015 | FILTERCHEM | FILTERCHEM INC. | FIL SF20PP wp | PUREGEN 20SL -5 MICRON w/ PLASTIC CORE | 20 | 90 | #N/A | PUREGEN 20SL -5 MICRON w/ PLASTIC CORE
Yes | DV3051B | 11/23/2015 | GLOBAL STREAM | LIVING STREAM | PVC AP_TEE PLN_1 | AP TEE PLAIN 1" | 8 | 36 | ZYPE TEE PLAIN 1" | ZYPE TEE PLAIN 1"
Yes | DV3051B | 11/23/2015 | GLOBAL STREAM | LIVING STREAM | PVC AP_COUP THR_1/2x1/4 | AP COUPLING REDUCER THREADED 1/2" x 1/4" | 3 | 25 | ZYPE COUPLING REDUCER THREADED 1/2" x 1/4" | ZYPE COUPLING REDUCER THREADED 1/2" x 1/4"
Yes | DV3051B | 11/23/2015 | GLOBAL STREAM | LIVING STREAM | PVC - OUT RED_2 | OUTSIDE REDUCER 1 x 1/2 | 5 | 15 | ZYPE OUTSIDE REDUCER 1" x 1/2" | ZYPE OUTSIDE REDUCER 1" x 1/2"
Yes | DV3051B | 11/23/2015 | GLOBAL STREAM | LIVING STREAM | PRE FM 5ZK300K3 | FLOWMETER PANEL 5 GPM AQUA (176mm.) small | 1 | 850 | FLOWMETER PANEL 5 GPM (AQUA 176mm-SHORT) | FLOWMETER PANEL 5 GPM (AQUA 176mm-SHORT)
Yes | DV3051B | 11/23/2015 | GLOBAL STREAM | LIVING STREAM | ACCS_STS | STRAINER H 2805 | 1 | 0 | #N/A | STRAINER H 2805
Yes | DV3051B | 11/23/2015 | GLOBAL STREAM | LIVING STREAM | VH MSOFT | MANUAL HEAD SOFTENER F64A 2.5" | 1 | 1500 | RUNXIN MANUAL HEAD F64A SOFTENER 2.5" (4m³/h) | RUNXIN MANUAL HEAD F64A SOFTENER 2.5" (4m³/h)
Yes | DV3051B | 11/23/2015 | GLOBAL STREAM | LIVING STREAM | FCET_GOOSE | GOOSENECK FAUCET ONLY | 2 | 250 | FF-800 GOOSENECK FAUCET ONLY | FF-800 GOOSENECK FAUCET ONLY
Yes | DV3051B | 11/23/2015 | GLOBAL STREAM | LIVING STREAM | FCET_CONN | GOOSENECK CONNECTOR 1/2" SS ONLY | 2 | 150 | GOOSENECK CONNECTOR 1/2" SS ONLY | GOOSENECK CONNECTOR 1/2" SS ONLY
Yes | DV3051B | 11/23/2015 | GLOBAL STREAM | LIVING STREAM | ACCS_CAP | WAVE CYBER HEAD CAP 10"x54" | 3 | 250 | WAVE CYBER HEAD CAP 10" x 54" | WAVE CYBER HEAD CAP 10" x 54"
Yes | DV3051B | 11/23/2015 | GLOBAL STREAM | LIVING STREAM | PVC AP_TEE PLN_1 | AP TEE PLAIN 1" | 6 | 36 | ZYPE TEE PLAIN 1" | ZYPE TEE PLAIN 1"
Yes | DV3051B | 11/23/2015 | GLOBAL STREAM | LIVING STREAM | PVC AP_COUP THR_1/2x1/4 | AP COUPLING REDUCER THREADED 1/2" x 1/4" | 2 | 25 | ZYPE COUPLING REDUCER THREADED 1/2" x 1/4" | ZYPE COUPLING REDUCER THREADED 1/2" x 1/4"
Yes | DV3051B | 11/23/2015 | GLOBAL STREAM | LIVING STREAM | PVC AP_IN RED_1x3/4 | AP INSIDE REDUCER 1" x 3/4" | 2 | 11 | ZYPE INSIDE REDUCER 1" x 3/4" | ZYPE INSIDE REDUCER 1" x 3/4"
Yes | DV3051B | 11/23/2015 | GLOBAL STREAM | LIVING STREAM | PVC AP_IN RED_3/4x1/2 | AP INSIDE REDUCER 3/4" x 1/2" | 2 | 10 | ZYPE INSIDE REDUCER 3/4" x 1/2" | ZYPE INSIDE REDUCER 3/4" x 1/2"
Yes | DV3051B | 11/23/2015 | GLOBAL STREAM | LIVING STREAM | PRE PG 100 AIR | PRESSURE GAUGE 100 PSI - AIR | 2 | 250 | PRESSURE GAUGE 100 PSI - AIR | PRESSURE GAUGE 100 PSI - AIR
Yes | DV3052B | 11/23/2015 | WRI | WRI | PUMP-APC 1 | AUTOMATIC PUMP CONTROL (MAC 03) | 1 | 1500 | MAZAKI AUTOMATIC PUMP CONTROL (MAC 03) | MAZAKI AUTOMATIC PUMP CONTROL (MAC 03)
Yes | DV3055B | 11/23/2015 | AQUALEM | RSA SUPPLY & SERVICES | FIL PRIME CBF20SL | PURE PRIME 20SL - CARBON | 1 | 300 | #N/A | PURE PRIME 20SL - CARBON
Yes | DV3056B | 11/23/2015 | WATER 4 LESS - CALOOCAN | WATER 4 LESS - CALOOCAN | TTOP_ACCS4 | TABLE TOP FAUCET for SQUARE TYPE | 1 | 0 | #N/A | TABLE TOP FAUCET for SQUARE TYPE
Yes | DV3056B | 11/23/2015 | WATER 4 LESS - CALOOCAN | WATER 4 LESS - CALOOCAN | TTOP_4BLUE | TABLE TOP SQUARE TYPE - BLUE color | 1 | 265 | #N/A | TABLE TOP SQUARE TYPE - BLUE color
Yes | DV3057B | 11/23/2015 | CHUA A. | ABEL CHUA | CARTRIDGE_10 EWF-50 | EMPRESS D2S 10" (dual cartridge) | 12 | 1600 | EMPRESS EWF-50 D2S 10" | EMPRESS EWF-50 D2S 10"
Yes | DV3057B | 11/23/2015 | CHUA A. | ABEL CHUA | JAC_CONN 1084 | JACO FIBRA 1084 (1/2x1/4) 220psi | 15 | 116 | JACO FIBRA 1084 - 1/2mm x 1/4" male straight (US 220psi) | JACO FIBRA 1084 - 1/2mm x 1/4" male straight (US 220psi)
Yes | DV3058B | 11/23/2015 | JOLY | JOLY FOOD INDUSTRIAL CORP. | ACCS_STSB | STRAINER H 2807 | 1 | 200 | #N/A | STRAINER H 2807
Yes | DV3058B | 11/23/2015 | JOLY | JOLY FOOD INDUSTRIAL CORP. | ACCS_RTUBE1 | RISER TUBE for 16 x 65 FRP | 1 | 250 | RISER TUBE for 16 x 65 FRP | RISER TUBE for 16 x 65 FRP
Yes | DV3058B | 11/23/2015 | JOLY | JOLY FOOD INDUSTRIAL CORP. | ACCS_STS | STRAINER H 2805 | 1 | 0 | #N/A | STRAINER H 2805
Yes | DV3058B | 11/23/2015 | JOLY | JOLY FOOD INDUSTRIAL CORP. | VH F63 | RUNXIN HEAD F63 SOFTENER B1 | 1 | 5200 | RUNXIN DIGITAL HEAD F63B1 SOFTENER (4m³/h) | RUNXIN DIGITAL HEAD F63B1 SOFTENER (4m³/h)
Yes | DV3059B | 11/23/2015 | ABREY | DANTE ABREU | FIL HYDRO 20 PP_1 | HYDROSEP 20SL - 1 MICRON | 1 | 120 | #N/A | HYDROSEP 20SL - 1 MICRON
Yes | DV3059B | 11/23/2015 | ABREY | DANTE ABREU | FIL HYDRO 20 PP_1 | HYDROSEP 20SL - 5 MICRON | 1 | 120 | #N/A | HYDROSEP 20SL - 5 MICRON
Yes | DV3059B | 11/23/2015 | ABREY | DANTE ABREU | FIL HYDRO 20SL CBF(WO) | HYDROSEP 20SL - CARBON Block (w/O net inside) | 1 | 550 | HYDROSEP 20SL - CBF (carbon block filter) W/O NET | HYDROSEP 20SL - CBF (carbon block filter) W/O NET
Yes | DV3059B | 11/23/2015 | ABREY | DANTE ABREU | UV BALLAST REP6 | ULTRA VIOLET BALLAST 6-12 GPM (automatic control) | 1 | 2100 | ULTRA VIOLET WONDER BALLAST 6-12 GPM | ULTRA VIOLET WONDER BALLAST 6-12 GPM
Yes | DV3059B | 11/23/2015 | ABREY | DANTE ABREU | UV LAMP 6GPM (AB) | ULTRA VIOLET LAMP 6 GPM - (aqua-b) | 1 | 1500 | ULTRA VIOLET AQUA-B LAMP 6 GPM (23W) | ULTRA VIOLET AQUA-B LAMP 6 GPM (23W)
Yes | DV3060B | 11/23/2015 | HYDRONOUTICS | CLEAR SOFT WATER | FIL WR30 20BB | WATERCHECK 20BB - WR30 | 1 | 800 | #N/A | WATERCHECK 20BB - WR30
Yes | DV3061B | 11/23/2015 | ACCUMACH | ACCUMACH TRADING | FIL HYDRO 20SL CBF(WO) | HYDROSEP 20SL - CARBON Block (w/O net inside) | 2 | 550 | HYDROSEP 20SL - CBF (carbon block filter) W/O NET | HYDROSEP 20SL - CBF (carbon block filter) W/O NET
Yes | DV3062B | 11/23/2015 | LIM W. | WIMBLE LIM | FIL PRIME20SL-PP5 | PURE PRIME 20SL - 5 MICRON | 10 | 100 | PURE PRIME 20SL - 5 MICRON | PURE PRIME 20SL - 5 MICRON
Yes | DV3062B | 11/23/2015 | LIM W. | WIMBLE LIM | FIL PRIME CBF20SL | PURE PRIME 20SL - CARBON Filter | 3 | 300 | PURE PRIME 20SL - CARBON Filter | PURE PRIME 20SL - CARBON Filter
Yes | DV3063B | 11/23/2015 | AGUA DE GANDIA | AGUA DE GANDIA | ACCS_HEAT | HEAT GUN AP1600W model | 2 | 700 | HEAT GUN AP1600W model | HEAT GUN AP1600W model
Yes | DV3063B | 11/23/2015 | AGUA DE GANDIA | AGUA DE GANDIA | FIL SF2001 wo/p | PUREGEN 20SL - 5 MICRON | 12 | 85 | #N/A | PUREGEN 20SL - 5 MICRON
Yes | DV3063B | 11/23/2015 | AGUA DE GANDIA | AGUA DE GANDIA | FIL SF2001 wo/p | PUREGEN 20SL - 10 MICRON | 8 | 85 | #N/A | PUREGEN 20SL - 10 MICRON
Yes | DV3063B | 11/23/2015 | AGUA DE GANDIA | AGUA DE GANDIA | FIL SF2001 wo/p | PUREGEN 20SL - 20 MICRON | 8 | 85 | #N/A | PUREGEN 20SL - 20 MICRON
Yes | DV3065B | 11/23/2015 | BELANDRES A | ALEX BELANDRES | FIL PRIME10SL-PP5 | PURE PRIME 10SL - 5 MICRON | 1 | 80 | PURE PRIME 10SL - 5 MICRON | PURE PRIME 10SL - 5 MICRON
Yes | DV3066BG | 11/23/2015 | DIVINE | DIVINE FRESH | GAL_SHC | SLIM HALF CONTAINER 2.5 GALLON | 5 | 110 | SLIM HALF CONTAINER 2.5 GALLON | SLIM HALF CONTAINER 2.5 GALLON
Yes | DV3066BG | 11/23/2015 | DIVINE | DIVINE FRESH | GAL_RND | ROUND CONTAINER 5 GALLON | 20 | 131 | ROUND CONTAINER 5 GALLON | ROUND CONTAINER 5 GALLON
Yes | DV3066BG | 11/23/2015 | DIVINE | DIVINE FRESH | GAL_SLIM | SLIM CONTAINER 5 GALLON | 22 | 131 | SLIM CONTAINER 5 GALLON | SLIM CONTAINER 5 GALLON
Yes | DV3067B | 11/23/2015 | AGUA DE GANDIA | AGUA DE GANDIA | ACCS_AP1200 | HEAT GUN AP1200W model | 1 | 650 | HEAT GUN AP1200W model | HEAT GUN AP1200W model
Yes | DV3068B | 11/23/2015 | BERICO | JHONG BERICO | FIL PRIME20SL-PP1 | PURE PRIME 20SL - 1 MICRON | 10 | 100 | PURE PRIME 20SL - 1 MICRON | PURE PRIME 20SL - 1 MICRON
Yes | DV3069B | 11/23/2015 | PUREFLOW BALINTAWAK | PUREFLOW - BALINTAWAK | FIL HYDRO 20 PP_1 | HYDROSEP 20SL - 1 MICRON | 2 | 120 | #N/A | HYDROSEP 20SL - 1 MICRON
Yes | DV3069B | 11/23/2015 | PUREFLOW BALINTAWAK | PUREFLOW - BALINTAWAK | FIL HYDRO 20 PP_1 | HYDROSEP 20SL - 5 MICRON | 1 | 120 | #N/A | HYDROSEP 20SL - 5 MICRON
Yes | DV3070BG | 11/23/2015 | PUREFLOW BALINTAWAK | PUREFLOW - BALINTAWAK | GAL_NST CUP | NON-SPILL TYPE for ROUND CONT (half-cap) | 20 | 4 | HALF-CAP NON-SPILL TYPE for ROUND CONT | HALF-CAP NON-SPILL TYPE for ROUND CONT
Yes | DV3070BG | 11/23/2015 | PUREFLOW BALINTAWAK | PUREFLOW - BALINTAWAK | GAL_SEAL FCT | FAUCET SEAL | 1 | 180 | #N/A | FAUCET SEAL
Yes | DV3071B | 11/23/2015 | LIFE ESSENTIAL | LIFE ESSENTIAL PURIFIED DRINKING WATER STATION | HOSE 10 X 6.5 B | HOSE 10 x 6.5mm. BLUE color | 10 | 80 | TPUCO HOSE 10 x 6.5 mm. BLUE color (100 meter/roll) | TPUCO HOSE 10 x 6.5 mm. BLUE color (100 meter/roll)
Yes | DV3072B | 11/23/2015 | BBK | HYDROTECH / BBK Inc. | FIL NB WP5 - 10SL | PUREGEN 10SL - WP 5 MICRON | 100 | 50 | #N/A | PUREGEN 10SL - WP 5 MICRON
Yes | DV3073B | 11/23/2015 | JN AQUA | JN AQUA SOLUTIONS | EWD ECO | EUREKA ECONOMY HOT & COLD | 1 | 4200 | EUREKA ECONOMY HOT & COLD | EUREKA ECONOMY HOT & COLD
Yes | DV3074B | 11/23/2015 | NCR ELECTROMECHANICAL | NCR ELECTROMECHANICAL SERVICES | PUMP CDLF2-60 1PH | CNP Vertical Pump CDLF2-60 (1.5hp) 1.1kw. 1PHASE | 2 | 18880 | CNP VERTICAL Pump CDLF 2-6 (1.5hp) 1.1kw 220v - 1 PH | CNP VERTICAL Pump CDLF 2-6 (1.5hp) 1.1kw 220v - 1 PH
Yes | DV3074B | 11/23/2015 | NCR ELECTROMECHANICAL | NCR ELECTROMECHANICAL SERVICES |  |  |  |  | #N/A
Yes | DV3076B | 11/24/2015 | OROCAY | MR. ROD OROCAY | UV LAMP 2 | ULTRA VIOLET LAMP 2 GPM | 1 | 1200 | ULTRA VIOLET WONDER LAMP 2 GPM (14W) | ULTRA VIOLET WONDER LAMP 2 GPM (14W)
Yes | DV3077B | 11/24/2015 | MANNY | MR. MANNY RODRIGUEZ | ACCS_SWITCH 0S | OMRON RELAY - small (MY2) | 1 | 350 | MY2 OMRON RELAY - small | MY2 OMRON RELAY - small
Yes | DV3078BG | 11/24/2015 | PARUNGAO | MICHELLE PARUNGAO | GAL_SML FCT | FAUCET FOR SLIM CONTAINER GREEN color | 5 | 25 | FAUCET FOR SLIM CONTAINER GREEN color | FAUCET FOR SLIM CONTAINER GREEN color
Yes | DV3078BG | 11/24/2015 | PARUNGAO | MICHELLE PARUNGAO | GAL_BIG CUP | BIG CUP FOR SLIM 5 CONTAINER | 1 | 8 | BIG CUP FOR SLIM 5 CONTAINER | BIG CUP FOR SLIM 5 CONTAINER
Yes | DV3078BG | 11/24/2015 | PARUNGAO | MICHELLE PARUNGAO | GAL_SML CUP | SMALL CUP FOR SLIM CONTAINER | 1 | 3 | SMALL CUP FOR SLIM CONTAINER | SMALL CUP FOR SLIM CONTAINER
Yes | DV3079B | 11/24/2015 | PARUNGAO | MICHELLE PARUNGAO | ROM_LCLE4040 | FILMTEC BW30 40 x 40 L.C-LE | 1 | 12500 | FILMTEC BW30 40 x 40 L.C.L.E | FILMTEC BW30 40 x 40 L.C.L.E
Yes | DV3080B | 11/24/2015 | AQUA MONINA | AQUA MONINA | FIL WC 20SLPP | WATERCHECK 20SL - 1 MICRON | 3 | 100 | #N/A | WATERCHECK 20SL - 1 MICRON
Yes | DV3080B | 11/24/2015 | AQUA MONINA | AQUA MONINA | FIL WC 20SLPP | WATERCHECK 20SL - 5 MICRON | 3 | 100 | #N/A | WATERCHECK 20SL - 5 MICRON
Yes | DV3081B | 11/24/2015 | AQUA NASH | AQUA NASH WATER STATION | FIL WC 20SL-CBF | WATERCHECK 20SL - CBF | 1 | 550 | #N/A | WATERCHECK 20SL - CBF
Yes | DV3081B | 11/24/2015 | AQUA NASH | AQUA NASH WATER STATION | FIL WC 20BB-CBF | WATERCHECK 20BB - CBF | 2 | 1200 | #N/A | WATERCHECK 20BB - CBF
Yes | DV3082B | 11/24/2015 | AEROASIA | MEDCONASIA INCORPORATED | ACCS_FLCR | RADAR FLUID LEVEL CONTROLLER | 6 | 280 | ST-70AB RADAR FLUID LEVEL CONTROLLER | ST-70AB RADAR FLUID LEVEL CONTROLLER
Yes | DV3082B | 11/24/2015 | AEROASIA | MEDCONASIA INCORPORATED | MF SSAND | SILICA SAND | 4 | 445 | SILICA SAND | SILICA SAND
Yes | DV3082B | 11/24/2015 | AEROASIA | MEDCONASIA INCORPORATED | MF RESIN H-C100E | RESIN H-C 100E (new) | 6 | 1600 | HI-GRADE RESIN H-C 100E | HI-GRADE RESIN H-C 100E
Yes | DV3082B | 11/24/2015 | AEROASIA | MEDCONASIA INCORPORATED | MF PBL5 | PEBBLES #5 | 10 | 440 | PEBBLES #5 | PEBBLES #5
Yes | DV3082B | 11/24/2015 | AEROASIA | MEDCONASIA INCORPORATED | PUMP-APC 1 | AUTOMATIC PUMP CONTROL (MAC 03) | 7 | 1500 | MAZAKI AUTOMATIC PUMP CONTROL (MAC 03) | MAZAKI AUTOMATIC PUMP CONTROL (MAC 03)
Yes | DV3082B | 11/24/2015 | AEROASIA | MEDCONASIA INCORPORATED | ACCS_STS | STRAINER H 2805 Fleck Top Distribution (6"-12") | 3 | 0 | STRAINER H 2805 TOP (6"-12") | STRAINER H 2805 TOP (6"-12")
Yes | DV3082B | 11/24/2015 | AEROASIA | MEDCONASIA INCORPORATED | VH_ELBOW | ELBOW FOR RUNXIN F 67 | 4 | 0 | 1" ELBOW CONNECTOR FOR F67 | 1" ELBOW CONNECTOR FOR F67
Yes | DV3082B | 11/24/2015 | AEROASIA | MEDCONASIA INCORPORATED | VH F63 | RUNXIN HEAD F63 SOFTENER B1 | 1 | 4800 | RUNXIN DIGITAL HEAD F63B1 SOFTENER (4m³/h) | RUNXIN DIGITAL HEAD F63B1 SOFTENER (4m³/h)
Yes | DV3082B | 11/24/2015 | AEROASIA | MEDCONASIA INCORPORATED | VH F67 | RUNXIN HEAD F67 SEDIMENT B1 | 2 | 4500 | RUNXIN DIGITAL HEAD F67B1 SEDIMENT (4m³/h) | RUNXIN DIGITAL HEAD F67B1 SEDIMENT (4m³/h)
Yes | DV3082B | 11/24/2015 | AEROASIA | MEDCONASIA INCORPORATED | PUMP CHL2-40 | CNP Horizontal Pump CHL2-40 (1.5hp) 1.1kw. 1PH | 1 | 8632 | CNP HORIZONTAL Pump CHL 2-40 (1.5hp) 1.1kw - 1PH | CNP HORIZONTAL Pump CHL 2-40 (1.5hp) 1.1kw - 1PH
Yes | DV3083B | 11/24/2015 | VITALITE EM | VITALITE EMPLOYEE / PERSONAL | NIP_NP3/4 | NIPLE REDUCER 3/4" SS | 2 | 70 | NIPPLE REDUCER M-THREAD PIPE 3/4" STAINLESS | NIPPLE REDUCER M-THREAD PIPE 3/4" STAINLESS
Yes | DV3083B | 11/24/2015 | VITALITE EM | VITALITE EMPLOYEE / PERSONAL | FIL WC 10SL-CBF | WATERCHECK 10SL - CBF Carbon Block Filter | 1 | 130 | WATERCHECK 10SL - CBF (carbon block filter) | WATERCHECK 10SL - CBF (carbon block filter)
Yes | DV3083B | 11/24/2015 | VITALITE EM | VITALITE EMPLOYEE / PERSONAL | FIL CER CANDLE | CERAMIC FILTER 10 SLIM - CANDLE | 1 | 150 | CERAMIC FILTER 10 SLIM CANDLE TYPE | CERAMIC FILTER 10 SLIM CANDLE TYPE
Yes | DV3083B | 11/24/2015 | VITALITE EM | VITALITE EMPLOYEE / PERSONAL | FIL WC 20SLPP | WATERCHECK 20SL - 5 MICRON | 1 | 65 | #N/A | WATERCHECK 20SL - 5 MICRON
Yes | DV3083B | 11/24/2015 | VITALITE EM | VITALITE EMPLOYEE / PERSONAL | FIL WR30 20BB | WATERCHECK 20BB - WR30 | 1 | 600 | #N/A | WATERCHECK 20BB - WR30
Yes | DV3083B | 11/24/2015 | VITALITE EM | VITALITE EMPLOYEE / PERSONAL | ACCS_SCREW2 | SCREW for BB HOUSING | 4 | 0 | SCREW FOR BB HOUSING | SCREW FOR BB HOUSING
Yes | DV3083B | 11/24/2015 | VITALITE EM | VITALITE EMPLOYEE / PERSONAL | ACCS_BRAC BBT | BRACKET STEEL BB TAIWAN | 1 | 0 | BRACKET STEEL BB TAIWAN | BRACKET STEEL BB TAIWAN
Yes | DV3083B | 11/24/2015 | VITALITE EM | VITALITE EMPLOYEE / PERSONAL | ACCS_SPNR BB-T | SPANNER WRENCH BB TAIWAN | 1 | 0 | SPANNER WRENCH BB TAIWAN (BLACK) | SPANNER WRENCH BB TAIWAN (BLACK)
Yes | DV3083B | 11/24/2015 | VITALITE EM | VITALITE EMPLOYEE / PERSONAL | HOUSING BB20-T | BIG BLUE HOUSING 20" npt 1" TAiWAN | 1 | 1300 | (bdle) BIG BLUE HOUSING 20" npt 1" TAIWAN w/ ACCS. | (bdle) BIG BLUE HOUSING 20" npt 1" TAIWAN w/ ACCS.
Yes | DV3084B | 11/24/2015 | VITALITE EM | VITALITE EMPLOYEE / PERSONAL | ACCS_SPNR SL T | SPANNER WRENCH SLIM 20" TAIWAN | 1 | 0 | (zero price) SPANNER WRENCH SLIM 20" TAIWAN (BLACK) | (zero price) SPANNER WRENCH SLIM 20" TAIWAN (BLACK)
Yes | DV3084B | 11/24/2015 | VITALITE EM | VITALITE EMPLOYEE / PERSONAL | ACCS_SCREW1 | SCREW for SL HOUSING | 12 | 0 | SCREW FOR SL HOUSING | SCREW FOR SL HOUSING
Yes | DV3084B | 11/24/2015 | VITALITE EM | VITALITE EMPLOYEE / PERSONAL | ACCS_BRAC ST | BRACKET STEEL TAIWAN (new) | 3 | 0 | BRACKET STEEL TAIWAN (NEW) | BRACKET STEEL TAIWAN (NEW)
Yes | DV3084B | 11/24/2015 | VITALITE EM | VITALITE EMPLOYEE / PERSONAL | HOUSING SBH_10H | SLIM BLUE HOUSING 10" npt 3/4" Hydrosep | 3 | 550 | (bdle) SLIM BLUE HOUSING 10" npt 3/4" HYDROSEP brand w/ ACCS. | (bdle) SLIM BLUE HOUSING 10" npt 3/4" HYDROSEP brand w/ ACCS.
Yes | DV3087B | 11/24/2015 | AEROASIA | MEDCONASIA INCORPORATED | ACCS_CTR 230 | AQ 230 SB - CONDUCTIVITY MONITOR | 4 | 1800 | AQ 230 SB CONDUCTIVITY MONITOR | AQ 230 SB CONDUCTIVITY MONITOR
Yes | DV3088B | 11/24/2015 | AGENT4 | MS. CRISTY | UV LAMP 24 | ULTRA VIOLET LAMP 24 GPM (65w) | 2 | 4500 | ULTRA VIOLET WONDER LAMP 24 GPM (85W) | ULTRA VIOLET WONDER LAMP 24 GPM (85W)
Yes | DV3089B | 11/24/2015 | ALKA LIFE | ALKA LIFE NATURE'S WATER | FIL HYDRO 20 PP_1 | HYDROSEP 20SL - 20 MICRON | 1 | 95 | #N/A | HYDROSEP 20SL - 20 MICRON
Yes | DV3090B | 11/24/2015 | GRACE FARM | GRACE FARM COMPANY, INC. | FIL WC 20BB-PP | WATERCHECK 20BB - 5 MICRON | 4 | 420 | #N/A | WATERCHECK 20BB - 5 MICRON
Yes | DV3090B | 11/24/2015 | GRACE FARM | GRACE FARM COMPANY, INC. | FIL WC 20BB-PP | WATERCHECK 20BB - 10 MICRON | 1 | 420 | #N/A | WATERCHECK 20BB - 10 MICRON
Yes | DV3091B | 11/24/2015 | AMAZON | AMAZON PURE WATER | FIL PRIME20SL-PP1 | PURE PRIME 20SL - 1 MICRON | 2 | 90 | PURE PRIME 20SL - 1 MICRON | PURE PRIME 20SL - 1 MICRON
Yes | DV3091B | 11/24/2015 | AMAZON | AMAZON PURE WATER | FIL PRIME20SL-PP5 | PURE PRIME 20SL - 5 MICRON | 2 | 90 | PURE PRIME 20SL - 5 MICRON | PURE PRIME 20SL - 5 MICRON
Yes | DV3091B | 11/24/2015 | AMAZON | AMAZON PURE WATER | FIL WC 20SL-CBF | WATERCHECK 20SL - CBF | 1 | 400 | #N/A | WATERCHECK 20SL - CBF
Yes | DV3092B | 11/24/2015 | AQUABEST MK | AQUABEST - MAKATI | PRE VALVE 1" UNID | SOLENOID VALVE 1" BRASS UNI-D | 1 | 2500 | SOLENOID VALVE 1" BRASS UNI-D | SOLENOID VALVE 1" BRASS UNI-D
Yes | DV3092B | 11/24/2015 | AQUABEST MK | AQUABEST - MAKATI | PVC - BVALVE 1" | BALL VALVE 1" | 1 | 106 | ZYPE BALL VALVE 1" | ZYPE BALL VALVE 1"
Yes | DV3092B | 11/24/2015 | AQUABEST MK | AQUABEST - MAKATI | PVC AP_PTN PLN_1 | AP PATENTE PLAIN 1" | 3 | 98 | ZYPE PATENTE PLAIN 1" | ZYPE PATENTE PLAIN 1"
Yes | DV3092B | 11/24/2015 | AQUABEST MK | AQUABEST - MAKATI | PVC AP_IN RED_1x3/4 | AP INSIDE REDUCER 1" x 3/4" | 6 | 13 | ZYPE INSIDE REDUCER 1" x 3/4" | ZYPE INSIDE REDUCER 1" x 3/4"
Yes | DV3092B | 11/24/2015 | AQUABEST MK | AQUABEST - MAKATI | PVC AP_COUP TRD_1 | AP COUPLING THREADED 1" | 3 | 22 | ZYPE COUPLING THREADED 1" | ZYPE COUPLING THREADED 1"
Yes | DV3092B | 11/24/2015 | AQUABEST MK | AQUABEST - MAKATI | PVC AP_COUP PLN_1 | AP COUPLING PLAIN 1" | 6 | 24 | ZYPE COUPLING PLAIN 1" | ZYPE COUPLING PLAIN 1"
Yes | DV3092B | 11/24/2015 | AQUABEST MK | AQUABEST - MAKATI | PVC AP_TEE PLN_1 | AP TEE PLAIN 1" | 1 | 42 | ZYPE TEE PLAIN 1" | ZYPE TEE PLAIN 1"
Yes | DV3092B | 11/24/2015 | AQUABEST MK | AQUABEST - MAKATI | PVC AP_PTN PLN_3/4 | AP PATENTE PLAIN 3/4" | 2 | 72 | ZYPE PATENTE PLAIN 3/4" | ZYPE PATENTE PLAIN 3/4"
Yes | DV3092B | 11/24/2015 | AQUABEST MK | AQUABEST - MAKATI | PVC - B MA3/4 | CLASS B - MALE ADAPTOR 3/4" | 4 | 18 | CLASS B - MALE ADAPTOR 3/4" | CLASS B - MALE ADAPTOR 3/4"
Yes | DV3092B | 11/24/2015 | AQUABEST MK | AQUABEST - MAKATI | PVC AP_COUP PLN_3/4 | AP COUPLING PLAIN 3/4" | 4 | 11 | ZYPE COUPLING PLAIN 3/4" | ZYPE COUPLING PLAIN 3/4"
Yes | DV3092B | 11/24/2015 | AQUABEST MK | AQUABEST - MAKATI | PVC AP_TEE PLN_3/4 | AP TEE PLAIN 3/4" | 1 | 23 | ZYPE TEE PLAIN 3/4" | ZYPE TEE PLAIN 3/4"
Yes | DV3092B | 11/24/2015 | AQUABEST MK | AQUABEST - MAKATI | PVC AP_COUP TRD_3/4 | AP COUPLING THREADED 3/4" | 2 | 18 | ZYPE COUPLING THREADED 3/4" | ZYPE COUPLING THREADED 3/4"
Yes | DV3092B | 11/24/2015 | AQUABEST MK | AQUABEST - MAKATI | PVC AP_90ELB PLN_1/2 | AP 90° ELBOW PLAIN 1/2" | 5 | 14 | ZYPE 90° ELBOW PLAIN 1/2" | ZYPE 90° ELBOW PLAIN 1/2"
Yes | DV3092B | 11/24/2015 | AQUABEST MK | AQUABEST - MAKATI | PVC AP_COUP PLN_1/2 | AP COUPLING PLAIN 1/2" | 5 | 7.5 | ZYPE COUPLING PLAIN 1/2" | ZYPE COUPLING PLAIN 1/2"
Yes | DV3092B | 11/24/2015 | AQUABEST MK | AQUABEST - MAKATI | HOSE 108_2 | HOSE 10 x 8 mm. BLACK color | 10 | 60 | TPUCO HOSE 10 x 8 mm. BLACK color (100 meter/roll) | TPUCO HOSE 10 x 8 mm. BLACK color (100 meter/roll)
Yes | DV3093B | 11/24/2015 | VITALITE | VITALITE TRADING | PVC AP_IN RED_3/4x1/2 | AP INSIDE REDUCER 3/4" x 1/2" | 1 | 5 | ZYPE INSIDE REDUCER 3/4" x 1/2" | ZYPE INSIDE REDUCER 3/4" x 1/2"
Yes | DV3093B | 11/24/2015 | VITALITE | VITALITE TRADING | PVC-ELB-TRD 1" | ELBOW THREADED 1" | 1 | 29 | ZYPE 90° ELBOW THREADED 1" | ZYPE 90° ELBOW THREADED 1"
Yes | DV3093B | 11/24/2015 | VITALITE | VITALITE TRADING | PVC AP_PTN PLN_1/2 | AP PATENTE PLAIN 1/2" | 1 | 34 | ZYPE PATENTE PLAIN 1/2" | ZYPE PATENTE PLAIN 1/2"
Yes | DV3094B | 11/24/2015 | MANTE | MS. SOLAIDA L. MANTE | FIL WR30 20BB | WATERCHECK 20BB - WR30 | 1 | 600 | #N/A | WATERCHECK 20BB - WR30
Yes | DV3095B | 11/24/2015 | MONTENEGRO | JOHN MONTENEGRO | FIL WC 20SLPP | WATERCHECK 20SL - 1 MICRON | 3 | 75 | #N/A | WATERCHECK 20SL - 1 MICRON
Yes | DV3095B | 11/24/2015 | MONTENEGRO | JOHN MONTENEGRO | FIL WC 20SLPP | WATERCHECK 20SL - 5 MICRON | 3 | 75 | #N/A | WATERCHECK 20SL - 5 MICRON
Yes | DV3095B | 11/24/2015 | MONTENEGRO | JOHN MONTENEGRO | ACCS_SCREW1 | SCREW for SL HOUSING | 4 | 0 | SCREW FOR SL HOUSING | SCREW FOR SL HOUSING
Yes | DV3095B | 11/24/2015 | MONTENEGRO | JOHN MONTENEGRO | ACCS_BRAC ST | BRACKET STEEL TAIWAN (new) | 1 | 0 | BRACKET STEEL TAIWAN (NEW) | BRACKET STEEL TAIWAN (NEW)
Yes | DV3095B | 11/24/2015 | MONTENEGRO | JOHN MONTENEGRO | HOUSING SBHC_2 | SLIM BLUE HOUSING 20" npt 3/4" China (CH20-40) | 1 | 700 | (bdle) SLIM BLUE HOUSING 20" npt 3/4" CHINA (CH20-40) w/ ACCS. | (bdle) SLIM BLUE HOUSING 20" npt 3/4" CHINA (CH20-40) w/ ACCS.
Yes | DV3097B | 11/24/2015 | EDWIN P. MARQUEZ | EDWIN P. MARQUEZ | PVC AP_PTN PLN_1 | AP PATENTE PLAIN 1" | 2 | 98 | ZYPE PATENTE PLAIN 1" | ZYPE PATENTE PLAIN 1"
Yes | DV3097B | 11/24/2015 | EDWIN P. MARQUEZ | EDWIN P. MARQUEZ | MF PBL5 | PEBBLES #5 | 1 | 500 | PEBBLES #5 | PEBBLES #5
Yes | DV3097B | 11/24/2015 | EDWIN P. MARQUEZ | EDWIN P. MARQUEZ | MF RESIN H-C100E | RESIN H-C 100E (new) | 2 | 2000 | HI-GRADE RESIN H-C 100E | HI-GRADE RESIN H-C 100E
Yes | DV3097B | 11/24/2015 | EDWIN P. MARQUEZ | EDWIN P. MARQUEZ | ACCS_STSB | STRAINER H 2807 | 1 | 0 | #N/A | STRAINER H 2807
Yes | DV3097B | 11/24/2015 | EDWIN P. MARQUEZ | EDWIN P. MARQUEZ | ACCS_RTUBE | RISER TUBE ONLY (10x54) | 1 | 0 | RISER TUBE for 10 x 54 FRP | RISER TUBE for 10 x 54 FRP
Yes | DV3097B | 11/24/2015 | EDWIN P. MARQUEZ | EDWIN P. MARQUEZ | FRP 1054 SMP_2 | FRP TANK 10" x 54" CANATURE BLUE color | 1 | 2800 | (bdle) FRP TANK 10" x 54" (-2.5T) CANATURE BLUE color w/ ACCS. | (bdle) FRP TANK 10" x 54" (-2.5T) CANATURE BLUE color w/ ACCS.
Yes | DV3097B | 11/24/2015 | EDWIN P. MARQUEZ | EDWIN P. MARQUEZ | ACCS_LIT G | PILOT LIGHT GREEN | 2 | 200 | XD8-2 PILOT LIGHT GREEN (220V) | XD8-2 PILOT LIGHT GREEN (220V)
Yes | DV3097B | 11/24/2015 | EDWIN P. MARQUEZ | EDWIN P. MARQUEZ | HOSE 64 | HOSE 6 X 4 mm. TRANSPARENT color | 4 | 40 | CHINAUST HOSE 6 x 4 mm. TRANSPARENT (200 meter/roll) | CHINAUST HOSE 6 x 4 mm. TRANSPARENT (200 meter/roll)
Yes | DV3097B | 11/24/2015 | EDWIN P. MARQUEZ | EDWIN P. MARQUEZ | ACCS_SPNR SL C | SPANNER WRENCH SLIM 20" CHINA | 1 | 100 | (zero price) SPANNER WRENCH SLIM 20" CHINA (BLACK) | (zero price) SPANNER WRENCH SLIM 20" CHINA (BLACK)
Yes | DV3099B | 11/24/2015 | PURE F | PUREFLOW WATER SYSTEMS, INC. | JAC_CONN 4088 | JACO FIBRA 4088 (1/2x1/2) 220psi | 7 | 96 | JACO FIBRA 4088 - 1/2mm x 1/2" male elbow (US 220psi) | JACO FIBRA 4088 - 1/2mm x 1/2" male elbow (US 220psi)
Yes | DV3099B | 11/24/2015 | PURE F | PUREFLOW WATER SYSTEMS, INC. | JAC_CONN 4544 | JACO FIBRA 4544 (1/4x1/4) 220psi | 2 | 80 | JACO FIBRA 4544 - 1/4mm x 1/4" female elbow (US 220psi) | JACO FIBRA 4544 - 1/4mm x 1/4" female elbow (US 220psi)
Yes | DV3099B | 11/24/2015 | PURE F | PUREFLOW WATER SYSTEMS, INC. | SP_CONN1204 | PUSH FITTING SPB 12 - 04 (12mm.x1/2) tee threaded | 1 | 70 | PUSH FITTING SPB 12 - 04 (12mm.x1/2) tee threaded | PUSH FITTING SPB 12 - 04 (12mm.x1/2) tee threaded
Yes | DV3100B | 11/24/2015 | PURE F | PUREFLOW WATER SYSTEMS, INC. | PRE VALVE 2 SAN | SOLENOID VALVE 2" BRASS SANLIXIN | 2 | 4000 | SOLENOID VALVE 2" BRASS SANLIXIN | SOLENOID VALVE 2" BRASS SANLIXIN
Yes | DV3101B | 11/24/2015 | MICRO-SOFTWATER | PINOY-SOFTWATER REFILLING STATION | FIL HYDRO 10PP_1 | HYDROSEP 10SL - 20 MICRON | 20 | 50 | #N/A | HYDROSEP 10SL - 20 MICRON
Yes | DV3102B | 11/24/2015 | MANNY | MR. MANNY RODRIGUEZ | JAC_CONN 1084 | JACO FIBRA 1084 (1/2x1/4) 220psi | 1 | 116 | JACO FIBRA 1084 - 1/2mm x 1/4" male straight (US 220psi) | JACO FIBRA 1084 - 1/2mm x 1/4" male straight (US 220psi)
Yes | DV3102B | 11/24/2015 | MANNY | MR. MANNY RODRIGUEZ | JAC_CONN 2588 | JACO FIBRA 2588 (1/2"x1/2") 220psi | 1 | 96 | JACO FIBRA 2588 - 1/2mm x 1/2" female straight (US 220psi) | JACO FIBRA 2588 - 1/2mm x 1/2" female straight (US 220psi)
Yes | DV3102B | 11/24/2015 | MANNY | MR. MANNY RODRIGUEZ | NIP_CB1/2" | COUPLING REDUCER BRASS 1/2" x 1/4" | 1 | 100 | BUSHING REDUCER M-F 1/2" x 1/4" HEX PIPE BRASS | BUSHING REDUCER M-F 1/2" x 1/4" HEX PIPE BRASS
Yes | DV3103BG | 11/24/2015 | DENALVI | DENALVI WATER MART | GAL_SLIM | SLIM CONTAINER 5 GALLON | 5 | 131 | SLIM CONTAINER 5 GALLON | SLIM CONTAINER 5 GALLON
Yes | DV3103BG | 11/24/2015 | DENALVI | DENALVI WATER MART | GAL_RND | ROUND CONTAINER 5 GALLON | 3 | 131 | ROUND CONTAINER 5 GALLON | ROUND CONTAINER 5 GALLON
Yes | DV3103BG | 11/24/2015 | DENALVI | DENALVI WATER MART | GAL_SEAL FCT | FAUCET SEAL (80mm x 50mm) 1,000pcs./PACK | 1 | 180 | FAUCET SEAL (80mm x 50mm) 1,000pcs/PACK | FAUCET SEAL (80mm x 50mm) 1,000pcs/PACK
Yes | DV3104B | 11/24/2015 | ALKA MAX | ALKA MAX | HOUSING CBA-304-2 | HOUSING FOR RESIN 20BB PLASTIC | 1 | 420 | HOUSING FOR RESIN 20BB PLASTIC | HOUSING FOR RESIN 20BB PLASTIC
Yes | DV3104B | 11/24/2015 | ALKA MAX | ALKA MAX | SP_FSPE | FITTING STAINLESS SPE 1/8" (4x7.5) tee | 2 | 80 | FITTING STAINLESS SPE 1/8" (4x7.5) tee plain | FITTING STAINLESS SPE 1/8" (4x7.5) tee plain
Yes | DV3104B | 11/24/2015 | ALKA MAX | ALKA MAX | SP_FSPL1/2" | FITTING STAINLESS SPL 1/2" (4x7.5) m. elb. Thread | 4 | 80 | FITTING STAINLESS SPL 1/2" (4x7.5) male elbow | FITTING STAINLESS SPL 1/2" (4x7.5) male elbow
Yes | DV3104B | 11/24/2015 | ALKA MAX | ALKA MAX | SP_FSPCF1/4" | FITTING STAINLESS SPCF 1/4" (4x7.5) fm. Str. Thrd. | 4 | 80 | FITTING STAINLESS SPCF 1/4" (4x7.5) female straight | FITTING STAINLESS SPCF 1/4" (4x7.5) female straight
Yes | DV3104B | 11/24/2015 | ALKA MAX | ALKA MAX | ACCS_FVC 1/2" | FLOAT VALVE CONTROL 1/2" | 1 | 260 | FLOAT VALVE CONTROL 1/2" | FLOAT VALVE CONTROL 1/2"
Yes | DV3104B | 11/24/2015 | ALKA MAX | ALKA MAX | ACCS_FVC 1" | FLOAT VALVE CONTROL 1" | 2 | 350 | FLOAT VALVE CONTROL 1" | FLOAT VALVE CONTROL 1"
Yes | DV3104B | 11/24/2015 | ALKA MAX | ALKA MAX | PUMP-APC 1 | AUTOMATIC PUMP CONTROL (MAC 03) | 2 | 1500 | MAZAKI AUTOMATIC PUMP CONTROL (MAC 03) | MAZAKI AUTOMATIC PUMP CONTROL (MAC 03)
Yes | DV3104B | 11/24/2015 | ALKA MAX | ALKA MAX | ACCS_AMB | AMPERE METER BLACKSIDED (silver edition) | 1 | 180 | 85L17 AMPERE METER BLACKSIDED 30A (silver edition) | 85L17 AMPERE METER BLACKSIDED 30A (silver edition)
Yes | DV3104B | 11/24/2015 | ALKA MAX | ALKA MAX | ACCS_VOLT M2 | VOLTMETER BLACKSIDED (Silver Series) | 1 | 180 | 85L17 VOLTMETER BLACKSIDED 250V (silver series) | 85L17 VOLTMETER BLACKSIDED 250V (silver series)
Yes | DV3104B | 11/24/2015 | ALKA MAX | ALKA MAX | ACCS_STS | STRAINER H 2805 | 3 | 0 | #N/A | STRAINER H 2805
Yes | DV3104B | 11/24/2015 | ALKA MAX | ALKA MAX | VH_ELBOW | ELBOW FOR RUNXIN F 67 | 4 | 0 | 1" ELBOW CONNECTOR FOR F67 | 1" ELBOW CONNECTOR FOR F67
Yes | DV3104B | 11/24/2015 | ALKA MAX | ALKA MAX | VH F63P1 | RUNXIN HEAD F63 SOFTENER P1 | 1 | 3500 | RUNXIN DIGITAL HEAD F63P1 SOFTENER (4m³/h) | RUNXIN DIGITAL HEAD F63P1 SOFTENER (4m³/h)
Yes | DV3104B | 11/24/2015 | ALKA MAX | ALKA MAX | VH F67P1 | RUNXIN HEAD F67 SEDIMENT P1 | 2 | 3300 | RUNXIN DIGITAL HEAD F67P1 SEDIMENT (4m³/h) | RUNXIN DIGITAL HEAD F67P1 SEDIMENT (4m³/h)
Yes | DV3104B | 11/24/2015 | ALKA MAX | ALKA MAX | ACCS_CAP | WAVE CYBER HEAD CAP 10"x54" | 3 | 180 | WAVE CYBER HEAD CAP 10" x 54" | WAVE CYBER HEAD CAP 10" x 54"
Yes | DV3104B | 11/24/2015 | ALKA MAX | ALKA MAX | ACCS_HEAT | HEAT GUN AP1600W model | 2 | 550 | HEAT GUN AP1600W model | HEAT GUN AP1600W model
Yes | DV3104B | 11/24/2015 | ALKA MAX | ALKA MAX | FCET_CONN | GOOSENECK CONNECTOR 1/2" SS ONLY | 3 | 180 | GOOSENECK CONNECTOR 1/2" SS ONLY | GOOSENECK CONNECTOR 1/2" SS ONLY
Yes | DV3104B | 11/24/2015 | ALKA MAX | ALKA MAX | PUMP ATS1000 | AQUA TEDELA ATS-1000 1.3hp (1kw) | 2 | 4370 | AQUA TEDELA ATS-1000 1.3hp (1kw) | AQUA TEDELA ATS-1000 1.3hp (1kw)
Yes | DV3104B | 11/24/2015 | ALKA MAX | ALKA MAX | PUMP ATS550 | AQUA TEDELA ATS-550 3/4hp (0.55kw) | 1 | 3610 | AQUA TEDELA ATS-550 3/4hp (0.55kw) | AQUA TEDELA ATS-550 3/4hp (0.55kw)
Yes | DV3105B | 11/25/2015 | ALKA MAX | ALKA MAX |  | STAINLESS HOUSING 20" w/ Filter head plastic | 6 | 0 | STAINLESS HOUSING 20" w/ FILTER HEAD (PLASTIC) | STAINLESS HOUSING 20" w/ FILTER HEAD (PLASTIC)
Yes | DV3106B | 11/24/2015 | ALKA MAX | ALKA MAX | ACCS_AIR | H9909-1 AIRCHECK FOR BRINE TANK | 1 | 0 | H9909-1 AIRCHECK FOR BRINE TANK | H9909-1 AIRCHECK FOR BRINE TANK
Yes | DV3106B | 11/24/2015 | ALKA MAX | ALKA MAX | HOSE 108_2 | HOSE 10 x 8 mm. BLACK color | 2 | 0 | TPUCO HOSE 10 x 8 mm. BLACK color (100 meter/roll) | TPUCO HOSE 10 x 8 mm. BLACK color (100 meter/roll)
Yes | DV3106B | 11/24/2015 | ALKA MAX | ALKA MAX | FRP BTS 100L BLK | BRINE TANK BTR - 100L. (black) | 1 | 2200 | BRINE TANK BTR - 100L. BLACK | BRINE TANK BTR - 100L. BLACK
Yes | DV3107B | 11/24/2015 | PELIAS | MS. JOSSETTE G. PELIAS | FIL DGD5005 20BB-PT | PENTEK BB20 DGD 5005 Dual Gradient Density | 1 | 700 | PENTEK BB20 DGD 5005 (dual gradient density) | PENTEK BB20 DGD 5005 (dual gradient density)
Yes | DV3109B | 11/24/2015 | FASTMED | FASTMED MAINTENANCE SERVICES | PUMP ATPA200-1 | AQUA TEDELA ATPA200-1 swimming pool pump | 1 | 8300 | AQUA TEDELA ATPA 200-1 swimming pool pump | AQUA TEDELA ATPA 200-1 swimming pool pump
Yes | DV3109B | 11/24/2015 | FASTMED | FASTMED MAINTENANCE SERVICES | PVC - F.V.A | FORMOSA VINYL ADHESIVE | 2 | 180 | FORMOSA VINYL ADHESIVE 410g | FORMOSA VINYL ADHESIVE 410g
Yes | DV3109B | 11/24/2015 | FASTMED | FASTMED MAINTENANCE SERVICES | FIL WC 20SLPP | WATERCHECK 20SL - 1 MICRON | 1 | 80 | #N/A | WATERCHECK 20SL - 1 MICRON
Yes | DV3109B | 11/24/2015 | FASTMED | FASTMED MAINTENANCE SERVICES | FIL WC 20SL-CBF | WATERCHECK 20SL - CBF | 1 | 280 | #N/A | WATERCHECK 20SL - CBF
Yes | DV3109B | 11/24/2015 | FASTMED | FASTMED MAINTENANCE SERVICES | FIL WC 20BB-PP | WATERCHECK 20BB - 5 MICRON | 1 | 420 | #N/A | WATERCHECK 20BB - 5 MICRON
Yes | DV3109B | 11/24/2015 | FASTMED | FASTMED MAINTENANCE SERVICES | ACCS_SCREW2 | SCREW for BB HOUSING | 4 | 0 | SCREW FOR BB HOUSING | SCREW FOR BB HOUSING
Yes | DV3109B | 11/24/2015 | FASTMED | FASTMED MAINTENANCE SERVICES | ACCS_BRAC BBT | BRACKET STEEL BB TAIWAN | 1 | 0 | BRACKET STEEL BB TAIWAN | BRACKET STEEL BB TAIWAN
Yes | DV3109B | 11/24/2015 | FASTMED | FASTMED MAINTENANCE SERVICES | ACCS_SPNR BB-T | SPANNER WRENCH BB TAIWAN | 1 | 0 | SPANNER WRENCH BB TAIWAN (BLACK) | SPANNER WRENCH BB TAIWAN (BLACK)
Yes | DV3109B | 11/24/2015 | FASTMED | FASTMED MAINTENANCE SERVICES | HOUSING BB20-T | BIG BLUE HOUSING 20" npt 1" TAiWAN | 1 | 1600 | (bdle) BIG BLUE HOUSING 20" npt 1" TAIWAN w/ ACCS. | (bdle) BIG BLUE HOUSING 20" npt 1" TAIWAN w/ ACCS.
Yes | DV3109B | 11/24/2015 | FASTMED | FASTMED MAINTENANCE SERVICES | PVC - P1 | PIPE 1" | 1 | 344 | ZYPE PIPE 1" | ZYPE PIPE 1"
Yes | DV3109B | 11/24/2015 | FASTMED | FASTMED MAINTENANCE SERVICES | PVC - BCHECK 2" | BALL CHECK VALVE 2" | 1 | 2473 | #N/A | BALL CHECK VALVE 2"
Yes | DV3109B | 11/24/2015 | FASTMED | FASTMED MAINTENANCE SERVICES | PVC - INS RED_10 | INSIDE REDUCER 1*1/2 x 1 | 4 | 45 | ZYPE INSIDE REDUCER 1*1/2" x 1" | ZYPE INSIDE REDUCER 1*1/2" x 1"
Yes | DV3109B | 11/24/2015 | FASTMED | FASTMED MAINTENANCE SERVICES | PVC - INS RED_5 | INSIDE REDUCER 2 x 1*1/2 | 2 | 40 | #N/A | INSIDE REDUCER 2 x 1*1/2
Yes | DV3109B | 11/24/2015 | FASTMED | FASTMED MAINTENANCE SERVICES | PVC - BVALVE 1x1/2 | BALL VALVE 1*1/2 | 2 | 208 | ZYPE BALL VALVE 1*1/2" | ZYPE BALL VALVE 1*1/2"
Yes | DV3109B | 11/24/2015 | FASTMED | FASTMED MAINTENANCE SERVICES | PVC AP_TEE PLN_1*1/2 | AP TEE PLAIN 1*1/2" | 7 | 85 | ZYPE TEE PLAIN 1*1/2" | ZYPE TEE PLAIN 1*1/2"
Yes | DV3109B | 11/24/2015 | FASTMED | FASTMED MAINTENANCE SERVICES | PVC AP_90ELB PLN_1*1/2 | AP 90° ELBOW PLAIN 1*1/2" | 20 | 55 | ZYPE 90° ELBOW PLAIN 1*1/2" | ZYPE 90° ELBOW PLAIN 1*1/2"
Yes | DV3109B | 11/24/2015 | FASTMED | FASTMED MAINTENANCE SERVICES | PVC - P1/2 | PIPE 1/2 | 25 | 140 | ZYPE PIPE 1/2" | ZYPE PIPE 1/2"
Yes | DV3109B | 11/24/2015 | FASTMED | FASTMED MAINTENANCE SERVICES | PVC - P 1x1/2 | PIPE 1*1/2 | 7 | 580 | ZYPE PIPE 1*1/2" | ZYPE PIPE 1*1/2"
Yes | DV3110B | 11/24/2015 | PILAPIL | MS. NIDA U. PILAPIL | FIL SF20PP wp | PUREGEN 20SL -5 MICRON w/ PLASTIC CORE | 3 | 85 | #N/A | PUREGEN 20SL -5 MICRON w/ PLASTIC CORE
Yes | DV3110B | 11/24/2015 | PILAPIL | MS. NIDA U. PILAPIL | FIL SF20PP wp | PUREGEN 20SL - 1 MICRON w/ PLASTIC CORE | 4 | 85 | #N/A | PUREGEN 20SL - 1 MICRON w/ PLASTIC CORE
Yes | DV3110B | 11/24/2015 | PILAPIL | MS. NIDA U. PILAPIL | FIL HYDRO 20SL CBF(WO) | HYDROSEP 20SL - CARBON Block (w/O net inside) | 1 | 850 | HYDROSEP 20SL - CBF (carbon block filter) W/O NET | HYDROSEP 20SL - CBF (carbon block filter) W/O NET
Yes | DV3111B | 11/24/2015 | KOOL N CLEAN | KOOL N CLEAN | ACCS_AQUG1 | AQUAMETER GALLON M-08-US | 1 | 2500 | AQUAMETER GALLON M-08-US | AQUAMETER GALLON M-08-US
Yes | DV3112B | 11/24/2015 | SIENNA | SIENNA COLLEGE | FCET_UNIR | WD FAUCET UNIVERSAL TYPE RED (hot) | 1 | 150 | WD FAUCET UNIVERSAL TYPE RED (hot) | WD FAUCET UNIVERSAL TYPE RED (hot)
Yes | DV3113B | 11/24/2015 | ALL TRD | ALL TRADE | FIL PRIME20SL-PP1 | PURE PRIME 20SL - 1 MICRON | 10 | 85 | PURE PRIME 20SL - 1 MICRON | PURE PRIME 20SL - 1 MICRON
Yes | DV3113B | 11/24/2015 | ALL TRD | ALL TRADE | FIL PRIME20SL-PP5 | PURE PRIME 20SL - 5 MICRON | 10 | 85 | PURE PRIME 20SL - 5 MICRON | PURE PRIME 20SL - 5 MICRON
Yes | DV3113B | 11/24/2015 | ALL TRD | ALL TRADE | FIL PRIME20SL-PP10 | PURE PRIME 20SL - 10 MICRON | 10 | 85 | PURE PRIME 20SL - 10 MICRON | PURE PRIME 20SL - 10 MICRON
Yes | DV3114B | 11/24/2015 | AEROASIA - HYDROMEX | AEROASIA - HYDROMEX TECHNOLOGY | ACCS_CO1/4"PVC | VA - 05 SAMPLING COCK 1/4" - PVC TYPE | 3 | 120 | VA - 05 SAMPLING COCK 1/4" - PVC TYPE (HERSHEY brand) | VA - 05 SAMPLING COCK 1/4" - PVC TYPE (HERSHEY brand)
Yes | DV3115B | 11/24/2015 | JOEY 2 | MR. JOEY ANGELES | VH F56 | MANUAL HEAD F56D SEDIMENT 4" | 1 | 3500 | RUNXIN MANUAL HEAD F56D SEDIMENT 4" (10m³/h) | RUNXIN MANUAL HEAD F56D SEDIMENT 4" (10m³/h)
Yes | DV3115B | 11/24/2015 | JOEY 2 | MR. JOEY ANGELES | VH F64 | MANUAL HEAD F64D SOFTENER 4" | 1 | 4500 | RUNXIN MANUAL HEAD F64D SOFTENER 4" (10m³/h) | RUNXIN MANUAL HEAD F64D SOFTENER 4" (10m³/h)
Yes | DV3116B | 11/24/2015 | LUNA R | REY LUNA | MF SSALT CLARO | CLARO VIDA SOLAR SALT (50kgs.) | 1 | 500 | CLARO VIDA SOLAR SALT (50kgs.) | CLARO VIDA SOLAR SALT (50kgs.)
Yes | DV3117B | 11/24/2015 | OLIVER | MR. OLIVERIO CACCAM | PVC- TEFLON | TEFLON TAPE | 2 | 15 | TITANIUM TEFLON TAPE 3/4" | TITANIUM TEFLON TAPE 3/4"
Yes | DV3117B | 11/24/2015 | OLIVER | MR. OLIVERIO CACCAM | PVC AP_90ELB PLN_1/2 | AP 90° ELBOW PLAIN 1/2" | 20 | 9 | ZYPE 90° ELBOW PLAIN 1/2" | ZYPE 90° ELBOW PLAIN 1/2"
Yes | DV3117B | 11/24/2015 | OLIVER | MR. OLIVERIO CACCAM | PVC - P1/2 | PIPE 1/2 | 1 | 140 | ZYPE PIPE 1/2" | ZYPE PIPE 1/2"
Yes | DV3117B | 11/24/2015 | OLIVER | MR. OLIVERIO CACCAM | PVC AP_IN RED_1x3/4 | AP INSIDE REDUCER 1" x 3/4" | 1 | 10 | ZYPE INSIDE REDUCER 1" x 3/4" | ZYPE INSIDE REDUCER 1" x 3/4"
Yes | DV3117B | 11/24/2015 | OLIVER | MR. OLIVERIO CACCAM | PVC - BVALVE 1/2 | BALL VALVE 1/2 | 1 | 48 | #N/A | BALL VALVE 1/2
Yes | DV3117B | 11/24/2015 | OLIVER | MR. OLIVERIO CACCAM | PVC AP_IN RED_3/4x1/2 | AP INSIDE REDUCER 3/4" x 1/2" | 6 | 6 | ZYPE INSIDE REDUCER 3/4" x 1/2" | ZYPE INSIDE REDUCER 3/4" x 1/2"
Yes | DV3117B | 11/24/2015 | OLIVER | MR. OLIVERIO CACCAM | PVC AP_TEE PLN_3/4 | AP TEE PLAIN 3/4" | 1 | 20 | ZYPE TEE PLAIN 3/4" | ZYPE TEE PLAIN 3/4"
Yes | DV3117B | 11/24/2015 | OLIVER | MR. OLIVERIO CACCAM | PVC AP_TEE PLN_1/2 | AP TEE PLAIN 1/2" | 3 | 12 | ZYPE TEE PLAIN 1/2" | ZYPE TEE PLAIN 1/2"
Yes | DV3117B | 11/24/2015 | OLIVER | MR. OLIVERIO CACCAM | PVC AP_COUP TRD_3/4 | AP COUPLING THREADED 3/4" | 2 | 15.5 | ZYPE COUPLING THREADED 3/4" | ZYPE COUPLING THREADED 3/4"
Yes | DV3118B | 11/24/2015 | UNITOP | UNITOP GENERAL MDSE. | PVC - F.V.A | FORMOSA VINYL ADHESIVE | 1 | 180 | FORMOSA VINYL ADHESIVE 410g | FORMOSA VINYL ADHESIVE 410g
Yes | DV3118B | 11/24/2015 | UNITOP | UNITOP GENERAL MDSE. | PUMP-APC 2 | AUTOMATIC PRESS CONTROL (MAC 02) | 2 | 2000 | MAZAKI AUTOMATIC PRESS CONTROL (MAC 02) | MAZAKI AUTOMATIC PRESS CONTROL (MAC 02)
Yes | DV3119B | 11/24/2015 | UNITOP | UNITOP GENERAL MDSE. | PVC AP_PTN PLN_1 | AP PATENTE PLAIN 1" | 2 | 82 | ZYPE PATENTE PLAIN 1" | ZYPE PATENTE PLAIN 1"
Yes | DV3119B | 11/24/2015 | UNITOP | UNITOP GENERAL MDSE. | PVC AP_MALE A_1 | AP MALE ADAPTOR 1" | 2 | 18 | ZYPE MALE ADAPTOR 1" | ZYPE MALE ADAPTOR 1"
Yes | DV3119B | 11/24/2015 | UNITOP | UNITOP GENERAL MDSE. | PVC AP_TEE PLN_1 | AP TEE PLAIN 1" | 2 | 32 | ZYPE TEE PLAIN 1" | ZYPE TEE PLAIN 1"
Yes | DV3119B | 11/24/2015 | UNITOP | UNITOP GENERAL MDSE. | PVC AP_PTN TRD_1 | AP PATENTE THREADED 1" | 2 | 135 | ZYPE PATENTE THREADED 1" | ZYPE PATENTE THREADED 1"
Yes | DV3120B | 11/24/2015 | LEE W. | WINSON LEE | CARTRIDGE_12 EUR T3S | EUREKA T3S 10" (triple cartridge) | 1 | 1980 | EUREKA EWPS-3S T3S 10" | EUREKA EWPS-3S T3S 10"
Yes | DV3260B | 11/27/2015 | AQUASTAR WATER | AQUASTAR WATER TECHNOLOGY SYSTEM, INC. | PRE VALVE 1*1/2 SAN | SOLENOID VALVE 1*1/2" BRASS SANLIXIN | 2 | 3400 | SOLENOID VALVE 1*1/2" BRASS SANLIXIN | SOLENOID VALVE 1*1/2" BRASS SANLIXIN
Yes | DV3260B | 11/27/2015 | AQUASTAR WATER | AQUASTAR WATER TECHNOLOGY SYSTEM, INC. | PRE GV 1*1/2" | GATE VALVE 1*1/2" SS304 - DM | 4 | 2500 | #N/A | GATE VALVE 1*1/2" SS304 - DM
Yes | DV3260B | 11/27/2015 | AQUASTAR WATER | AQUASTAR WATER TECHNOLOGY SYSTEM, INC. | PRE MPC-06 | MASAKI LOW PRESSURE SWITCH MPC-06 | 1 | 800 | MASAKI LOW PRESSURE SWITCH MPC-06 | MASAKI LOW PRESSURE SWITCH MPC-06
Yes | DV3260B | 11/27/2015 | AQUASTAR WATER | AQUASTAR WATER TECHNOLOGY SYSTEM, INC. | PVC AP_90ELB PLN_1*1/2 | AP 90° ELBOW PLAIN 1*1/2" | 25 | 58 | ZYPE 90° ELBOW PLAIN 1*1/2" | ZYPE 90° ELBOW PLAIN 1*1/2"
Yes | DV3260B | 11/27/2015 | AQUASTAR WATER | AQUASTAR WATER TECHNOLOGY SYSTEM, INC. | PVC AP_MALE A_1*1/2 | AP MALE ADAPTOR 1*1/2" | 25 | 31 | ZYPE MALE ADAPTOR 1*1/2" | ZYPE MALE ADAPTOR 1*1/2"
Yes | DV3260B | 11/27/2015 | AQUASTAR WATER | AQUASTAR WATER TECHNOLOGY SYSTEM, INC. | PVC - COUP_TRD 1x1/2 | COUPLING THREADED 1*1/2 | 15 | 77 | #N/A | COUPLING THREADED 1*1/2
Yes | DV3260B | 11/27/2015 | AQUASTAR WATER | AQUASTAR WATER TECHNOLOGY SYSTEM, INC. | PVC AP_PTN PLN_1*1/2 | AP PATENTE PLAIN 1*1/2 | 20 | 165 | ZYPE PATENTE PLAIN 1*1/2" | ZYPE PATENTE PLAIN 1*1/2"
Yes | DV3260B | 11/27/2015 | AQUASTAR WATER | AQUASTAR WATER TECHNOLOGY SYSTEM, INC. | PVC AP_90ELB PLN_2 | AP 90° ELBOW PLAIN 2" | 15 | 110 | ZYPE 90° ELBOW PLAIN 2" | ZYPE 90° ELBOW PLAIN 2"
Yes | DV3261B | 11/27/2015 | AQUA BANK | CL8 TRADING & WATER FILTRATION SERVICES | PVC - BVALVE 1/2 | BALL VALVE 1/2 | 2 | 57 | #N/A | BALL VALVE 1/2
Yes | DV3261B | 11/27/2015 | AQUA BANK | CL8 TRADING & WATER FILTRATION SERVICES | PVC - BVALVE 3/4 | BALL VALVE 3/4 | 2 | 74 | #N/A | BALL VALVE 3/4
Yes | DV3261B | 11/27/2015 | AQUA BANK | CL8 TRADING & WATER FILTRATION SERVICES | PVC - BVALVE 1" | BALL VALVE 1" | 4 | 106 | ZYPE BALL VALVE 1" | ZYPE BALL VALVE 1"
Yes | DV3262B | 11/27/2015 | FABIO, JUN | JUN FABIO | ACCS_AIR | H9909-1 AIRCHECK FOR BRINE TANK | 1 | 300 | H9909-1 AIRCHECK FOR BRINE TANK | H9909-1 AIRCHECK FOR BRINE TANK
Yes | DV3263B | 11/27/2015 | EVER PURE ALKALINE | EVER PURE ALKALINE WATER STATION | FIL DGD2501 20BB-PT | PENTEK BB20 DGD 2501 | 1 | 650 | #N/A | PENTEK BB20 DGD 2501
Yes | DV3263B | 11/27/2015 | EVER PURE ALKALINE | EVER PURE ALKALINE WATER STATION | FIL PRIME20SL-PP1 | PURE PRIME 20SL - 1 MICRON | 5 | 90 | PURE PRIME 20SL - 1 MICRON | PURE PRIME 20SL - 1 MICRON
Yes | DV3264B | 11/27/2015 | ERIKA | ERIKA PURIFIED WATER REFILLING STATION | HOUSING CBP-302-14 GR | TRANSPARENT EMPTY SHELL 10" - GREEN CAP | 1 | 0 | TRANSPARENT EMPTY SHELL 10" - GREEN CAP | TRANSPARENT EMPTY SHELL 10" - GREEN CAP
Yes | DV3264B | 11/27/2015 | ERIKA | ERIKA PURIFIED WATER REFILLING STATION | MF BP-505-2 ABAM | ANTI-BACTERIAL ALKALINE MEDIA | 1 | 750 | BP-505-2 ANTI-BACTERIAL ALKALINE MEDIA (taiwan) | BP-505-2 ANTI-BACTERIAL ALKALINE MEDIA (taiwan)
Yes | DV3264B | 11/27/2015 | ERIKA | ERIKA PURIFIED WATER REFILLING STATION | FIL HYDRO 10PP_1 | HYDROSEP 10SL - 1 MICRON | 1 | 80 | #N/A | HYDROSEP 10SL - 1 MICRON
Yes | DV3265BG | 11/27/2015 | NIHON | NIHON MIZU | GAL_SEAL OVERALL | OVER-ALL UMBRELLA CAP SEAL 1,000pcs./2pack | 1 | 270 | OVER-ALL UMBRELLA CAP SEAL 1,000pcs/2PACK | OVER-ALL UMBRELLA CAP SEAL 1,000pcs/2PACK
Yes | DV3266B | 11/27/2015 | AQUABEST CAMARIN | AQUABEST - CAMARIN | PVC - BVALVE 1" | BALL VALVE 1" | 1 | 106 | ZYPE BALL VALVE 1" | ZYPE BALL VALVE 1"
Yes | DV3266B | 11/27/2015 | AQUABEST CAMARIN | AQUABEST - CAMARIN | PVC AP_PTN PLN_3/4 | AP PATENTE PLAIN 3/4" | 1 | 52 | ZYPE PATENTE PLAIN 3/4" | ZYPE PATENTE PLAIN 3/4"
Yes | DV3266B | 11/27/2015 | AQUABEST CAMARIN | AQUABEST - CAMARIN | PVC AP_PTN PLN_1 | AP PATENTE PLAIN 1" | 1 | 85 | ZYPE PATENTE PLAIN 1" | ZYPE PATENTE PLAIN 1"
Yes | DV3267BG | 11/27/2015 | RUZ | AQUA SERV- 2ND AVE. | GAL_SLIM | SLIM CONTAINER 5 GALLON | 10 | 131 | SLIM CONTAINER 5 GALLON | SLIM CONTAINER 5 GALLON
Yes | DV3268B | 11/27/2015 | RESTY | RESTY DAYRIT | ACCS_AP1200 | HEAT GUN AP1200W model | 1 | 650 | HEAT GUN AP1200W model | HEAT GUN AP1200W model
Yes | DV3268B | 11/27/2015 | RESTY | RESTY DAYRIT | FCET_CONN | GOOSENECK CONNECTOR 1/2" SS ONLY | 3 | 160 | GOOSENECK CONNECTOR 1/2" SS ONLY | GOOSENECK CONNECTOR 1/2" SS ONLY
Yes | DV3268B | 11/27/2015 | RESTY | RESTY DAYRIT | FIL WC 20SL-CBF | WATERCHECK 20SL - CBF | 1 | 280 | #N/A | WATERCHECK 20SL - CBF
Yes | DV3269B | 11/27/2015 | ELMER L. | ELMER LAGROSAS | FIL WC 20SLPP | WATERCHECK 20SL - 5 MICRON | 3 | 80 | #N/A | WATERCHECK 20SL - 5 MICRON
Yes | DV3269B | 11/27/2015 | ELMER L. | ELMER LAGROSAS | FIL WC 20SL-CBF | WATERCHECK 20SL - CBF | 4 | 280 | #N/A | WATERCHECK 20SL - CBF
Yes | DV3269B | 11/27/2015 | ELMER L. | ELMER LAGROSAS | FIL WC 20SLPP | WATERCHECK 20SL - 10 MICRON | 6 | 80 | #N/A | WATERCHECK 20SL - 10 MICRON
Yes | DV3270B | 11/27/2015 | PECTO | ERIC G. PECTO | UV LAMP 6GPM (AB) | ULTRA VIOLET LAMP 6 GPM - (aqua-b) | 1 | 1200 | ULTRA VIOLET AQUA-B LAMP 6 GPM (23W) | ULTRA VIOLET AQUA-B LAMP 6 GPM (23W)
Yes | DV3271B | 11/27/2015 | SENTURIAS | LEONARD RETUTAS | ACCS_HEAT | HEAT GUN AP1600W model | 1 | 700 | HEAT GUN AP1600W model | HEAT GUN AP1600W model
Yes | DV3272B | 11/27/2015 | SOLAR WATERTEX | AQUA NEED ENTERPRISES | HOSE 1/4 W | HOSE R.O TUBING 1/4 WHITE color | 5 | 35 | CCK R.O TUBING HOSE 1/4" WHITE color (300 meter/roll) | CCK R.O TUBING HOSE 1/4" WHITE color (300 meter/roll)
Yes | DV3272B | 11/27/2015 | SOLAR WATERTEX | AQUA NEED ENTERPRISES | ACCS_TDS LTHR | TDS METER w/ LEATHER CASE | 1 | 1000 | HM-3 TDS METER w/ LEATHER CASE | HM-3 TDS METER w/ LEATHER CASE
Yes | DV3272B | 11/27/2015 | SOLAR WATERTEX | AQUA NEED ENTERPRISES | PVC AP_90ELB PLN_1/2 | AP 90° ELBOW PLAIN 1/2" | 6 | 8 | ZYPE 90° ELBOW PLAIN 1/2" | ZYPE 90° ELBOW PLAIN 1/2"
Yes | DV3272B | 11/27/2015 | SOLAR WATERTEX | AQUA NEED ENTERPRISES | PVC - P1/2 | PIPE 1/2 | 1 | 119 | ZYPE PIPE 1/2" | ZYPE PIPE 1/2"
Yes | DV3272B | 11/27/2015 | SOLAR WATERTEX | AQUA NEED ENTERPRISES | ACCS_CO1/4 | VA - 05 SAMPLING COCK 1/4" | 3 | 100 | VA - 05 SAMPLING COCK 1/4" - STAINLESS | VA - 05 SAMPLING COCK 1/4" - STAINLESS
Yes | DV3272B | 11/27/2015 | SOLAR WATERTEX | AQUA NEED ENTERPRISES | PVC AP_COUP THR_1/2x1/4 | AP COUPLING REDUCER THREADED 1/2" x 1/4" | 4 | 16 | ZYPE COUPLING REDUCER THREADED 1/2" x 1/4" | ZYPE COUPLING REDUCER THREADED 1/2" x 1/4"
Yes | DV3272B | 11/27/2015 | SOLAR WATERTEX | AQUA NEED ENTERPRISES | PVC AP_IN RED_3/4x1/2 | AP INSIDE REDUCER 3/4" x 1/2" | 3 | 5 | ZYPE INSIDE REDUCER 3/4" x 1/2" | ZYPE INSIDE REDUCER 3/4" x 1/2"
Yes | DV3272B | 11/27/2015 | SOLAR WATERTEX | AQUA NEED ENTERPRISES | PVC AP_IN RED_1x3/4 | AP INSIDE REDUCER 1" x 3/4" | 3 | 9 | ZYPE INSIDE REDUCER 1" x 3/4" | ZYPE INSIDE REDUCER 1" x 3/4"
Yes | DV3272B | 11/27/2015 | SOLAR WATERTEX | AQUA NEED ENTERPRISES | PVC AP_MALE A_1 | AP MALE ADAPTOR 1" | 1 | 15 | ZYPE MALE ADAPTOR 1" | ZYPE MALE ADAPTOR 1"
Yes | DV3272B | 11/27/2015 | SOLAR WATERTEX | AQUA NEED ENTERPRISES | PVC - BVALVE 1/2 | BALL VALVE 1/2 | 3 | 57 | #N/A | BALL VALVE 1/2
Yes | DV3272B | 11/27/2015 | SOLAR WATERTEX | AQUA NEED ENTERPRISES | PVC AP_TEE PLN_1/2 | AP TEE PLAIN 1/2" | 3 | 10 | ZYPE TEE PLAIN 1/2" | ZYPE TEE PLAIN 1/2"
Yes | DV3272B | 11/27/2015 | SOLAR WATERTEX | AQUA NEED ENTERPRISES | PVC AP_TEE PLN_1 | AP TEE PLAIN 1" | 1 | 27 | ZYPE TEE PLAIN 1" | ZYPE TEE PLAIN 1"
Yes | DV3273B | 11/27/2015 | PELIAS | MS. JOSSETTE G. PELIAS | FIL WC 10BB-PP | WATERCHECK 10BB - 5 MICRON | 1 | 230 | #N/A | WATERCHECK 10BB - 5 MICRON
Yes | DV3273B | 11/27/2015 | PELIAS | MS. JOSSETTE G. PELIAS | FIL WC 10BB-CBF | WATERCHECK 10BB - CBF | 1 | 500 | #N/A | WATERCHECK 10BB - CBF
Yes | DV3274B | 11/27/2015 | OLIVER | MR. OLIVERIO CACCAM | PVC - BVALVE 1/2 | BALL VALVE 1/2 | 1 | 48 | #N/A | BALL VALVE 1/2
Yes | DV3274B | 11/27/2015 | OLIVER | MR. OLIVERIO CACCAM | ACCS_HEAT | HEAT GUN AP1600W model | 1 | 700 | HEAT GUN AP1600W model | HEAT GUN AP1600W model
Yes | DV3274B | 11/27/2015 | OLIVER | MR. OLIVERIO CACCAM | PVC AP_TEE PLN_1/2 | AP TEE PLAIN 1/2" | 1 | 12 | ZYPE TEE PLAIN 1/2" | ZYPE TEE PLAIN 1/2"
Yes | DV3274B | 11/27/2015 | OLIVER | MR. OLIVERIO CACCAM | PVC AP_45ELB PLN_1/2 | AP 45° ELBOW PLAIN 1/2" | 2 | 8 | ZYPE 45° ELBOW PLAIN 1/2" | ZYPE 45° ELBOW PLAIN 1/2"
Yes | DV3275B | 11/27/2015 | VITALITE EM | VITALITE EMPLOYEE / PERSONAL | ACCS_CO1/4 | VA - 05 SAMPLING COCK 1/4" | 1 | 120 | VA - 05 SAMPLING COCK 1/4" - STAINLESS | VA - 05 SAMPLING COCK 1/4" - STAINLESS
Yes | DV3121B | 11/24/2015 | MALINAO | ALBERT MALINAO | RF TL2-20"X5 (2) | RAPID FILTER TL2-20"x 5" (CLAMP TYPE) npt 2" | 1 | 7000 | HYDRAP RAPID FILTER TL2-20"x 5 npt 2" THRD (clamp) | HYDRAP RAPID FILTER TL2-20"x 5 npt 2" THRD (clamp)
Yes | DV3121B | 11/24/2015 | MALINAO | ALBERT MALINAO | PUMP ATK150 | AQUA TEDELA ATK150 swimming pool pump | 1 | 8990 | AQUA TEDELA ATK 150 swimming pool pump | AQUA TEDELA ATK 150 swimming pool pump
Yes | DV3122BG | 11/24/2015 | BLUE SEA | BLUE SEA | GAL_BIG CUP | BIG CUP FOR SLIM 5 CONTAINER | 20 | 8 | BIG CUP FOR SLIM 5 CONTAINER | BIG CUP FOR SLIM 5 CONTAINER
Yes | DV3123B | 11/25/2015 | RADING | RAD'S TRADING | FIL HYDRO 10PP_1 | HYDROSEP 10SL - 5 MICRON | 1 | 60 | #N/A | HYDROSEP 10SL - 5 MICRON
Yes | DV3123B | 11/25/2015 | RADING | RAD'S TRADING | FIL HYDRO 20 PP_1 | HYDROSEP 20SL - 1 MICRON | 15 | 90 | #N/A | HYDROSEP 20SL - 1 MICRON
Yes | DV3126B | 11/25/2015 | ETHAN | ETHAN WATER c/o OSCAR PADILLA JR. | FCET_01B | GF 01 FAUCET - STAINLESS knob SN-75 | 1 | 550 | GF 01 FAUCET - STAINLESS knob SN-75 | GF 01 FAUCET - STAINLESS knob SN-75
Yes | DV3126B | 11/25/2015 | ETHAN | ETHAN WATER c/o OSCAR PADILLA JR. | NIP_CS3/4X1/4 | COUPLING REDUCER STAINLESS 3/4 X 1/4 | 2 | 70 | BUSHING REDUCER M-F 3/4" x 1/4" HEX PIPE STAINLESS | BUSHING REDUCER M-F 3/4" x 1/4" HEX PIPE STAINLESS
Yes | DV3126B | 11/25/2015 | ETHAN | ETHAN WATER c/o OSCAR PADILLA JR. | CARTRIDGE_EMP 3S EWF-100B | 3-STAGE WATER FILTER EWF -100B W/OUT KIT-FITTINGS | 1 | 1900 | EMPRESS EWF-100B T3S 10" w/OUT KIT FITTINGS | EMPRESS EWF-100B T3S 10" w/OUT KIT FITTINGS
Yes | DV3127B | 11/25/2015 | AGENT1 | ROMY CANETE | FIL GAC 10SL | WATERCHECK GAC - 10SL | 1 | 250 | #N/A | WATERCHECK GAC - 10SL
Yes | DV3127B | 11/25/2015 | AGENT1 | ROMY CANETE | FIL WC 10SL-CBF | WATERCHECK 10SL - CBF | 1 | 200 | #N/A | WATERCHECK 10SL - CBF
Yes | DV3127B | 11/25/2015 | AGENT1 | ROMY CANETE | FIL PRIME10SL-PP1 | PURE PRIME 10SL - 1 MICRON | 1 | 50 | PURE PRIME 10SL - 1 MICRON | PURE PRIME 10SL - 1 MICRON
Yes | DV3127B | 11/25/2015 | AGENT1 | ROMY CANETE | RO_EMP ST50 EWF-200 | EMPRESS ST-50 - EWF-200 R.O SYSTEM | 1 | 7500 | EMPRESS EWF-200 R.O SYSTEM ST-50 | EMPRESS EWF-200 R.O SYSTEM ST-50
Yes | DV3128B | 11/25/2015 | QUALIPURE-MALABON | QUALIPURE-MALABON | FIL HYDRO 20 PP_1 | HYDROSEP 20SL - 5 MICRON | 3 | 120 | #N/A | HYDROSEP 20SL - 5 MICRON
Yes | DV3128B | 11/25/2015 | QUALIPURE-MALABON | QUALIPURE-MALABON | FIL HYDRO 20 PP_1 | HYDROSEP 20SL - 1 MICRON | 3 | 120 | #N/A | HYDROSEP 20SL - 1 MICRON
Yes | DV3128B | 11/25/2015 | QUALIPURE-MALABON | QUALIPURE-MALABON | FIL HYDRO 10PP_1 | HYDROSEP 10SL - 10 MICRON | 15 | 80 | #N/A | HYDROSEP 10SL - 10 MICRON
Yes | DV3128B | 11/25/2015 | QUALIPURE-MALABON | QUALIPURE-MALABON | FIL PRIME CBF20SL | PURE PRIME 20SL - CARBON Filter | 1 | 300 | PURE PRIME 20SL - CARBON Filter | PURE PRIME 20SL - CARBON Filter
Yes | DV3128B | 11/25/2015 | QUALIPURE-MALABON | QUALIPURE-MALABON | FIL HYDRO 20SL CBF(WO) | HYDROSEP 20SL - CARBON Block (w/O net inside) | 1 | 980 | HYDROSEP 20SL - CBF (carbon block filter) W/O NET | HYDROSEP 20SL - CBF (carbon block filter) W/O NET
Yes | DV3130B | 11/25/2015 | HOLLYWOOD | HOLLYWOOD SPRING | FIL HYDRO 20 PP_1 | HYDROSEP 20SL - 5 MICRON | 1 | 120 | #N/A | HYDROSEP 20SL - 5 MICRON
Yes | DV3130B | 11/25/2015 | HOLLYWOOD | HOLLYWOOD SPRING | FIL PRIME CBF20SL | PURE PRIME 20SL - CARBON Filter | 1 | 500 | PURE PRIME 20SL - CARBON Filter | PURE PRIME 20SL - CARBON Filter
Yes | DV3130B | 11/25/2015 | HOLLYWOOD | HOLLYWOOD SPRING | MEM_ULP21-4040 | VONTRON MEMBRANE ULP21 - 40 x 40 | 1 | 7500 | VONTRON MEMBRANE ULP21 40 x 40 | VONTRON MEMBRANE ULP21 40 x 40
Yes | DV3130B | 11/25/2015 | HOLLYWOOD | HOLLYWOOD SPRING | SP_CONN 1204 | PUSH FITTING SPC 12 - 04 (12mm.x1/2) straight snap | 1 | 90 | PUSH FITTING SPC 12 - 04 (12mm.x1/2) straight snap | PUSH FITTING SPC 12 - 04 (12mm.x1/2) straight snap
Yes | DV3130B | 11/25/2015 | HOLLYWOOD | HOLLYWOOD SPRING | HOSE 10 X 6.5 B | HOSE 10 x 6.5mm. BLUE color | 3 | 80 | TPUCO HOSE 10 x 6.5 mm. BLUE color (100 meter/roll) | TPUCO HOSE 10 x 6.5 mm. BLUE color (100 meter/roll)
Yes | DV3130B | 11/25/2015 | HOLLYWOOD | HOLLYWOOD SPRING | HOSE 8X12 B | HOSE 8 x 12 mm. BLUE color | 4 | 90 | TPUCO HOSE 8 x 12 mm. BLUE color (100 meter/roll) | TPUCO HOSE 8 x 12 mm. BLUE color (100 meter/roll)
Yes | DV3130B | 11/25/2015 | HOLLYWOOD | HOLLYWOOD SPRING | ACCS_PUSHSSG2 | SELECTOR SWITCH GREEN W/O LIGHT | 2 | 200 | T2SSR2G-1C SELECTOR SWITCH GREEN w/O LIGHT (2-WAY) | T2SSR2G-1C SELECTOR SWITCH GREEN w/O LIGHT (2-WAY)
Yes | DV3130B | 11/25/2015 | HOLLYWOOD | HOLLYWOOD SPRING | PRE MPC-06 | MASAKI LOW PRESSURE SWITCH MPC-06 | 1 | 1000 | MASAKI LOW PRESSURE SWITCH MPC-06 | MASAKI LOW PRESSURE SWITCH MPC-06
Yes | DV3130B | 11/25/2015 | HOLLYWOOD | HOLLYWOOD SPRING | MF SSALT CLARO | CLARO VIDA SOLAR SALT (50kgs.) | 1 | 500 | CLARO VIDA SOLAR SALT (50kgs.) | CLARO VIDA SOLAR SALT (50kgs.)
Yes | DV3130B | 11/25/2015 | HOLLYWOOD | HOLLYWOOD SPRING | ACCS_FLCR | RADAR FLUID LEVEL CONTROLLER | 1 | 350 | ST-70AB RADAR FLUID LEVEL CONTROLLER | ST-70AB RADAR FLUID LEVEL CONTROLLER
Yes | DV3130B | 11/25/2015 | HOLLYWOOD | HOLLYWOOD SPRING | PVC AP_COUP TRD_1/2 | AP COUPLING THREADED 1/2" | 1 | 8 | ZYPE COUPLING THREADED 1/2" | ZYPE COUPLING THREADED 1/2"
Yes | DV3130B | 11/25/2015 | HOLLYWOOD | HOLLYWOOD SPRING | PVC AP_PTN PLN_1/2 | AP PATENTE PLAIN 1/2" | 1 | 50 | ZYPE PATENTE PLAIN 1/2" | ZYPE PATENTE PLAIN 1/2"
Yes | DV3130B | 11/25/2015 | HOLLYWOOD | HOLLYWOOD SPRING | SP_CONN E12 | PUSH FITTING SPE 12 - 04 (12mm.x1/2) tee plain | 2 | 90 | PUSH FITTING SPE 12 - 04 (12mm.x1/2) tee plain | PUSH FITTING SPE 12 - 04 (12mm.x1/2) tee plain
Yes | DV3132B | 11/25/2015 | HOLLYWOOD | HOLLYWOOD SPRING | PUMP-APC 1 | AUTOMATIC PUMP CONTROL (MAC 03) | 2 | 2000 | MAZAKI AUTOMATIC PUMP CONTROL (MAC 03) | MAZAKI AUTOMATIC PUMP CONTROL (MAC 03)
Yes | DV3133B | 11/25/2015 | ESGUERRA, BOY | BOY ESGUERRA | PVC AP_COUP PLN_1/2 | AP COUPLING PLAIN 1/2" | 6 | 6 | ZYPE COUPLING PLAIN 1/2" | ZYPE COUPLING PLAIN 1/2"
Yes | DV3133B | 11/25/2015 | ESGUERRA, BOY | BOY ESGUERRA | PVC AP_COUP PLN_3/4 | AP COUPLING PLAIN 3/4" | 6 | 9.5 | ZYPE COUPLING PLAIN 3/4" | ZYPE COUPLING PLAIN 3/4"
Yes | DV3133B | 11/25/2015 | ESGUERRA, BOY | BOY ESGUERRA | PRE MPC-06 | MASAKI LOW PRESSURE SWITCH MPC-06 | 1 | 1200 | MASAKI LOW PRESSURE SWITCH MPC-06 | MASAKI LOW PRESSURE SWITCH MPC-06
Yes | DV3133B | 11/25/2015 | ESGUERRA, BOY | BOY ESGUERRA | PVC- TEFLON | TEFLON TAPE | 10 | 15 | TITANIUM TEFLON TAPE 3/4" | TITANIUM TEFLON TAPE 3/4"
Yes | DV3133B | 11/25/2015 | ESGUERRA, BOY | BOY ESGUERRA | PVC AP_90ELB PLN_1/2 | AP 90° ELBOW PLAIN 1/2" | 40 | 10 | ZYPE 90° ELBOW PLAIN 1/2" | ZYPE 90° ELBOW PLAIN 1/2"
Yes | DV3133B | 11/25/2015 | ESGUERRA, BOY | BOY ESGUERRA | PVC - BCHECK 1" | BALL CHECK VALVE 1" | 1 | 994 | #N/A | BALL CHECK VALVE 1"
Yes | DV3133B | 11/25/2015 | ESGUERRA, BOY | BOY ESGUERRA | PVC - BVALVE 1/2 | BALL VALVE 1/2 | 3 | 57 | #N/A | BALL VALVE 1/2
Yes | DV3133B | 11/25/2015 | ESGUERRA, BOY | BOY ESGUERRA | PVC - BVALVE 3/4 | BALL VALVE 3/4 | 2 | 74 | #N/A | BALL VALVE 3/4
Yes | DV3133B | 11/25/2015 | ESGUERRA, BOY | BOY ESGUERRA | PVC - BVALVE 1" | BALL VALVE 1" | 1 | 106 | ZYPE BALL VALVE 1" | ZYPE BALL VALVE 1"
Yes | DV3133B | 11/25/2015 | ESGUERRA, BOY | BOY ESGUERRA | PVC AP_IN RED_3/4x1/2 | AP INSIDE REDUCER 3/4" x 1/2" | 15 | 7.5 | ZYPE INSIDE REDUCER 3/4" x 1/2" | ZYPE INSIDE REDUCER 3/4" x 1/2"
Yes | DV3133B | 11/25/2015 | ESGUERRA, BOY | BOY ESGUERRA | PVC AP_TEE PLN_3/4 | AP TEE PLAIN 3/4" | 10 | 20 | ZYPE TEE PLAIN 3/4" | ZYPE TEE PLAIN 3/4"
Yes | DV3133B | 11/25/2015 | ESGUERRA, BOY | BOY ESGUERRA | PVC AP_TEE PLN_1 | AP TEE PLAIN 1" | 1 | 36 | ZYPE TEE PLAIN 1" | ZYPE TEE PLAIN 1"
Yes | DV3133B | 11/25/2015 | ESGUERRA, BOY | BOY ESGUERRA | PUMP ATJ100 | AQUA TEDELA ATJ-100 1HP (0.75kw) Jet Pump | 1 | 4080 | AQUA TEDELA ATJ-100 1HP (0.75kw) Jet Pump | AQUA TEDELA ATJ-100 1HP (0.75kw) Jet Pump
Yes | DV3134B | 11/25/2015 | ESGUERRA, BOY | BOY ESGUERRA | PVC AP_PTN PLN_1 | AP PATENTE PLAIN 1" | 3 | 98 | ZYPE PATENTE PLAIN 1" | ZYPE PATENTE PLAIN 1"
Yes | DV3134B | 11/25/2015 | ESGUERRA, BOY | BOY ESGUERRA | PVC - B MA3/4 | CLASS B - MALE ADAPTOR 3/4" | 2 | 16 | CLASS B - MALE ADAPTOR 3/4" | CLASS B - MALE ADAPTOR 3/4"
Yes | DV3134B | 11/25/2015 | ESGUERRA, BOY | BOY ESGUERRA | PVC AP_MALE A_1 | AP MALE ADAPTOR 1" | 3 | 22 | ZYPE MALE ADAPTOR 1" | ZYPE MALE ADAPTOR 1"
Yes | DV3134B | 11/25/2015 | ESGUERRA, BOY | BOY ESGUERRA | PVC - P1/2 | PIPE 1/2 | 15 | 140 | ZYPE PIPE 1/2" | ZYPE PIPE 1/2"
Yes | DV3134B | 11/25/2015 | ESGUERRA, BOY | BOY ESGUERRA | PVC - P3/4 | PIPE 3/4 | 10 | 212 | ZYPE PIPE 3/4 | ZYPE PIPE 3/4
Yes | DV3135B | 11/25/2015 | Y2K | Y2K | PVC AP_COUP THR_3/4X1/2 | AP COUPLING REDUCER THREADED 3/4" x 1/2" | 1 | 25 | ZYPE COUPLING REDUCER THREADED 3/4" x 1/2" | ZYPE COUPLING REDUCER THREADED 3/4" x 1/2"
Yes | DV3135B | 11/25/2015 | Y2K | Y2K | PVC AP_TEE PLN_3/4 | AP TEE PLAIN 3/4" | 1 | 20 | ZYPE TEE PLAIN 3/4" | ZYPE TEE PLAIN 3/4"
Yes | DV3135B | 11/25/2015 | Y2K | Y2K | PVC AP_DUBV_3/4 | AP DOUBLE UNION BALL VALVE 3/4" | 1 | 317 | ZYPE DOUBLE UNION BALL VALVE 3/4" | ZYPE DOUBLE UNION BALL VALVE 3/4"
Yes | DV3135B | 11/25/2015 | Y2K | Y2K | PRE PG 150 PANNEL | PRESSURE GAUGE 150 PSI - PANNEL | 1 | 450 | PRESSURE GAUGE 150 PSI - PANNEL | PRESSURE GAUGE 150 PSI - PANNEL
Yes | DV3136B | 11/25/2015 | SG | SG BETH WATER REFILLING STATION | FIL WC 20SLPP | WATERCHECK 20SL - 1 MICRON | 2 | 80 | #N/A | WATERCHECK 20SL - 1 MICRON
Yes | DV3136B | 11/25/2015 | SG | SG BETH WATER REFILLING STATION | FIL WC 20SLPP | WATERCHECK 20SL - 5 MICRON | 2 | 80 | #N/A | WATERCHECK 20SL - 5 MICRON
Yes | DV3136B | 11/25/2015 | SG | SG BETH WATER REFILLING STATION | FIL HYDRO 20 PP_1 | HYDROSEP 20SL - 1 MICRON | 8 | 95 | #N/A | HYDROSEP 20SL - 1 MICRON
Yes | DV3136B | 11/25/2015 | SG | SG BETH WATER REFILLING STATION | FIL HYDRO 20 PP_1 | HYDROSEP 20SL - 5 MICRON | 8 | 95 | #N/A | HYDROSEP 20SL - 5 MICRON
Yes | DV3137B | 11/25/2015 | WATER DREJ | WATER DREJ | ACCS_HEAT | HEAT GUN AP1600W model | 20 | 700 | HEAT GUN AP1600W model | HEAT GUN AP1600W model
Yes | DV3139BG | 11/25/2015 | RIVERA L. | LEONEL RIVERA | GAL_SLIM | SLIM CONTAINER 5 GALLON | 1 | 131 | SLIM CONTAINER 5 GALLON | SLIM CONTAINER 5 GALLON
Yes | DV3139BG | 11/25/2015 | RIVERA L. | LEONEL RIVERA | GAL_SHC | SLIM HALF CONTAINER 2.5 GALLON | 1 | 110 | SLIM HALF CONTAINER 2.5 GALLON | SLIM HALF CONTAINER 2.5 GALLON
Yes | DV3140B | 11/25/2015 | VERONA N. | NILO VERONA | MF SSALT CLARO | CLARO VIDA SOLAR SALT (50kgs.) | 1 | 500 | CLARO VIDA SOLAR SALT (50kgs.) | CLARO VIDA SOLAR SALT (50kgs.)
Yes | DV3140B | 11/25/2015 | VERONA N. | NILO VERONA | FIL HYDRO 20SL CBF(WO) | HYDROSEP 20SL - CARBON Block (w/O net inside) | 2 | 700 | HYDROSEP 20SL - CBF (carbon block filter) W/O NET | HYDROSEP 20SL - CBF (carbon block filter) W/O NET
Yes | DV3141B | 11/25/2015 | MANNY | MR. MANNY RODRIGUEZ | JAC_CONN 1088 | JACO FIBRA 1088 (1/2x1/2) 220psi | 2 | 74 | JACO FIBRA 1088 - 1/2mm x 1/2" male straight (US 220psi) | JACO FIBRA 1088 - 1/2mm x 1/2" male straight (US 220psi)
Yes | DV3141B | 11/25/2015 | MANNY | MR. MANNY RODRIGUEZ | PVC - BVALVE 1/2 | BALL VALVE 1/2 | 1 | 48 | #N/A | BALL VALVE 1/2
Yes | DV3141B | 11/25/2015 | MANNY | MR. MANNY RODRIGUEZ | PVC - BVALVE 3/4 | BALL VALVE 3/4 | 1 | 74 | #N/A | BALL VALVE 3/4
Yes | DV3141B | 11/25/2015 | MANNY | MR. MANNY RODRIGUEZ | PRE REG1/2 | PRESSURE REGULATOR 1/2 ss - CHINA | 1 | 1500 | PRESSURE REGULATOR 1/2" SS - CHINA | PRESSURE REGULATOR 1/2" SS - CHINA
Yes | DV3141B | 11/25/2015 | MANNY | MR. MANNY RODRIGUEZ | MF BP-505-1 ISMW | INFRARED STONE MEDIA WHITE | 1 | 450 | BP-505-1 INFRARED STONE MEDIA WHITE (taiwan) | BP-505-1 INFRARED STONE MEDIA WHITE (taiwan)
Yes | DV3141B | 11/25/2015 | MANNY | MR. MANNY RODRIGUEZ | HOUSING CBA-304-4 | HOUSING FOR RESIN 20SL PLASTIC | 1 | 240 | HOUSING FOR RESIN 20SL PLASTIC | HOUSING FOR RESIN 20SL PLASTIC
Yes | DV3142B | 11/25/2015 | AMIDA, SHERYL | MS. SHERYL AMIDA | FIL EMP 2in1 10SL | EMPRESS 10SL 2 in 1 FILTER | 2 | 200 | EMPRESS 10SL 2 in 1 FILTER | EMPRESS 10SL 2 in 1 FILTER
Yes | DV3142B | 11/25/2015 | AMIDA, SHERYL | MS. SHERYL AMIDA | HOUSING EMP SCH_10 | EMPRESS SLIM CLEAR HOUSING 10SL npt 1/4" | 2 | 350 | EMPRESS SLIM CLEAR HOUSING 10" npt 1/4" | EMPRESS SLIM CLEAR HOUSING 10" npt 1/4"
Yes | DV3143B | 11/25/2015 | ELVENTURA | ELVENTURA PURIFIED WATER STATION | ACCS_TDS LTHR | TDS METER w/ LEATHER CASE | 1 | 1200 | HM-3 TDS METER w/ LEATHER CASE | HM-3 TDS METER w/ LEATHER CASE
Yes | DV3143B | 11/25/2015 | ELVENTURA | ELVENTURA PURIFIED WATER STATION | EWD ECO | EUREKA ECONOMY HOT & COLD | 4 | 4200 | EUREKA ECONOMY HOT & COLD | EUREKA ECONOMY HOT & COLD
Yes | DV3144BG | 11/25/2015 | ELVENTURA | ELVENTURA PURIFIED WATER STATION | GAL_BIG CUP | BIG CUP FOR SLIM 5 CONTAINER | 100 | 8 | BIG CUP FOR SLIM 5 CONTAINER | BIG CUP FOR SLIM 5 CONTAINER
Yes | DV3144BG | 11/25/2015 | ELVENTURA | ELVENTURA PURIFIED WATER STATION | GAL_SLIM | SLIM CONTAINER 5 GALLON | 25 | 131 | SLIM CONTAINER 5 GALLON | SLIM CONTAINER 5 GALLON
Yes | DV3144BG | 11/25/2015 | ELVENTURA | ELVENTURA PURIFIED WATER STATION | GAL_RND | ROUND CONTAINER 5 GALLON | 15 | 125 | ROUND CONTAINER 5 GALLON | ROUND CONTAINER 5 GALLON
Yes | DV3145B | 11/25/2015 | 3M WATER | LHAM TRADING | ACCS_OL 9A | OVERLOAD RELAY 9A | 2 | 250 | TH-P12E 9A OVERLOAD RELAY | TH-P12E 9A OVERLOAD RELAY
Yes | DV3145B | 11/25/2015 | 3M WATER | LHAM TRADING | ACCS_MCS-P11 | MAGNETIC CONTACTOR SP-11 | 2 | 350 | XSC1-011 SP-11 MAGNETIC CONTACTOR | XSC1-011 SP-11 MAGNETIC CONTACTOR
Yes | DV3145B | 11/25/2015 | 3M WATER | LHAM TRADING | JACO(Z-7044) | JACO Z-704 1/4" tee conn. (taiwan) | 1 | 60 | JACO Z-704 - 1/4mm union tee connector (taiwan) | JACO Z-704 - 1/4mm union tee connector (taiwan)
Yes | DV3145B | 11/25/2015 | 3M WATER | LHAM TRADING | HOSE 1/4 B | HOSE R.O TUBING 1/4 BLUE color | 10 | 35 | CCK R.O TUBING HOSE 1/4" BLUE color (300 meter/roll) | CCK R.O TUBING HOSE 1/4" BLUE color (300 meter/roll)
Yes | DV3147B | 11/25/2015 | TABUZO, A. | ALBERT TABUZO | FIL PRIME10SL-PP5 | PURE PRIME 10SL - 5 MICRON | 1 | 60 | PURE PRIME 10SL - 5 MICRON | PURE PRIME 10SL - 5 MICRON
Yes | DV3147B | 11/25/2015 | TABUZO, A. | ALBERT TABUZO | FIL PRIME CBF10SL | PURE PRIME 10SL - CARBON | 1 | 180 | #N/A | PURE PRIME 10SL - CARBON
Yes | DV3148B | 11/25/2015 | HYDROP | HYDROP'S WATER STATION | SP_CONNF602 | PUSH FITTING SPLF 6 - 02 (6mm.x1/4) female elbow | 1 | 80 | PUSH FITTING SPLF 6 - 02 (6mm.x1/4) female elbow | PUSH FITTING SPLF 6 - 02 (6mm.x1/4) female elbow
Yes | DV3149B | 11/25/2015 | AGUA VIDA | AGUA VIDA - WHITE PLAINS | FIL DGD2501 20BB-PT | PENTEK BB20 DGD 2501 | 1 | 650 | #N/A | PENTEK BB20 DGD 2501
Yes | DV3149B | 11/25/2015 | AGUA VIDA | AGUA VIDA - WHITE PLAINS | FIL DGD5005 20BB-PT | PENTEK BB20 DGD 5005 | 1 | 650 | #N/A | PENTEK BB20 DGD 5005
Yes | DV3151B | 11/26/2015 | UNIQUE | UNIQUE INTERNATIONAL | ACCS_TSTRAINER 1665 | STRAINER H 182-1 TOP (14"-36") 4" threaded | 15 | 800 | STRAINER H 182-1 - THREADED TOP npt 1*1/2" (4") | STRAINER H 182-1 - THREADED TOP npt 1*1/2" (4")
Yes | DV3152B | 11/25/2015 | ASPI | AQUA FAITH TRADING | ACCS_BRAC ST | BRACKET STEEL TAIWAN (new) | 4 | 0 | BRACKET STEEL TAIWAN (NEW) | BRACKET STEEL TAIWAN (NEW)
Yes | DV3152B | 11/25/2015 | ASPI | AQUA FAITH TRADING | ACCS_SCREW1 | SCREW for SL HOUSING | 16 | 0 | SCREW FOR SL HOUSING | SCREW FOR SL HOUSING
Yes | DV3152B | 11/25/2015 | ASPI | AQUA FAITH TRADING | ACCS_SPNR SL C | SPANNER WRENCH SLIM 20" CHINA | 1 | 0 | (zero price) SPANNER WRENCH SLIM 20" CHINA (BLACK) | (zero price) SPANNER WRENCH SLIM 20" CHINA (BLACK)
Yes | DV3152B | 11/25/2015 | ASPI | AQUA FAITH TRADING | HOUSING SBHC_2 | SLIM BLUE HOUSING 20" npt 3/4" China (CH20-40) | 4 | 600 | (bdle) SLIM BLUE HOUSING 20" npt 3/4" CHINA (CH20-40) w/ ACCS. | (bdle) SLIM BLUE HOUSING 20" npt 3/4" CHINA (CH20-40) w/ ACCS.
Yes | DV3153BG | 11/25/2015 | ASPI | AQUA FAITH TRADING | GAL_SML CUP | SMALL CUP FOR SLIM CONTAINER | 100 | 2 | SMALL CUP FOR SLIM CONTAINER | SMALL CUP FOR SLIM CONTAINER
Yes | DV3153BG | 11/25/2015 | ASPI | AQUA FAITH TRADING | GAL_BIG CUP | BIG CUP FOR SLIM 5 CONTAINER | 50 | 6 | BIG CUP FOR SLIM 5 CONTAINER | BIG CUP FOR SLIM 5 CONTAINER
Yes | DV3153BG | 11/25/2015 | ASPI | AQUA FAITH TRADING | GAL_NST CUP | NON-SPILL TYPE for ROUND CONT (half-cap) | 200 | 3.5 | HALF-CAP NON-SPILL TYPE for ROUND CONT | HALF-CAP NON-SPILL TYPE for ROUND CONT
Yes | DV3154BG | 11/25/2015 | ASPI | AQUA FAITH TRADING | GAL_SEAL OVERALL | OVER-ALL UMBRELLA CAP SEAL 1,000pcs./2pack | 2 | 260 | OVER-ALL UMBRELLA CAP SEAL 1,000pcs/2PACK | OVER-ALL UMBRELLA CAP SEAL 1,000pcs/2PACK
Yes | DV3154BG | 11/25/2015 | ASPI | AQUA FAITH TRADING | GAL_SEAL FCT | FAUCET SEAL (80mm x 50mm) 1,000pcs./PACK | 3 | 160 | FAUCET SEAL (80mm x 50mm) 1,000pcs/PACK | FAUCET SEAL (80mm x 50mm) 1,000pcs/PACK
Yes | DV3155B | 11/25/2015 | ASPI | AQUA FAITH TRADING | FIL WC 20SL-CBF | WATERCHECK 20SL - CBF | 4 | 280 | #N/A | WATERCHECK 20SL - CBF
Yes | DV3155B | 11/25/2015 | ASPI | AQUA FAITH TRADING | FIL HYDRO 20 PP_1 | HYDROSEP 20SL - 1 MICRON | 10 | 90 | #N/A | HYDROSEP 20SL - 1 MICRON
Yes | DV3155B | 11/25/2015 | ASPI | AQUA FAITH TRADING | FIL HYDRO 20 PP_1 | HYDROSEP 20SL - 5 MICRON | 10 | 90 | #N/A | HYDROSEP 20SL - 5 MICRON
Yes | DV3155B | 11/25/2015 | ASPI | AQUA FAITH TRADING | MF ACT. CBF PURE8x12 | PURE PRIME ACTIVATED CARBON 8 x 12 | 1 | 2200 | PURE PRIME ACTIVATED CARBON 8 x 12 | PURE PRIME ACTIVATED CARBON 8 x 12
Yes | DV3155B | 11/25/2015 | ASPI | AQUA FAITH TRADING | MF RESIN H-C100E | RESIN H-C 100E (new) | 1 | 1500 | HI-GRADE RESIN H-C 100E | HI-GRADE RESIN H-C 100E
Yes | DV3156B | 11/25/2015 | BUTUAN | BUTUAN WATERBOY | PUMP CHL2-40 | CNP CHL2-40 (1.5hp) 1.1kw. 1PH | 1 | 9500 | #N/A | CNP CHL2-40 (1.5hp) 1.1kw. 1PH
Yes | DV3158B | 11/26/2015 | DELCARE | DELCARE | PUMP ATS550 | AQUA TEDELA ATS-550 3/4hp (0.55kw) | 5 | 3420 | AQUA TEDELA ATS-550 3/4hp (0.55kw) | AQUA TEDELA ATS-550 3/4hp (0.55kw)
Yes | DV3158B | 11/26/2015 | DELCARE | DELCARE | VH F67 | RUNXIN HEAD F67 SEDIMENT B1 | 4 | 4500 | RUNXIN DIGITAL HEAD F67B1 SEDIMENT (4m³/h) | RUNXIN DIGITAL HEAD F67B1 SEDIMENT (4m³/h)
Yes | DV3158B | 11/26/2015 | DELCARE | DELCARE | VH F63 | RUNXIN HEAD F63 SOFTENER B1 | 2 | 4500 | RUNXIN DIGITAL HEAD F63B1 SOFTENER (4m³/h) | RUNXIN DIGITAL HEAD F63B1 SOFTENER (4m³/h)
Yes | DV3158B | 11/26/2015 | DELCARE | DELCARE | PUMP CDLF1-90 | CNP CDLF1-90 (1hp) 0.75kw. 1PHASE | 2 | 13500 | #N/A | CNP CDLF1-90 (1hp) 0.75kw. 1PHASE
Yes | DV3158B | 11/26/2015 | DELCARE | DELCARE | ACCS_STS | STRAINER H 2805 Fleck Top | 6 | 0 | #N/A | STRAINER H 2805 Fleck Top
Yes | DV3158B | 11/26/2015 | DELCARE | DELCARE | VH_ELBOW | ELBOW FOR RUNXIN F 67 | 8 | 0 | 1" ELBOW CONNECTOR FOR F67 | 1" ELBOW CONNECTOR FOR F67
Yes | DV3159B | 11/26/2015 | EGR | EGR MARKETING | MF RESIN H-C100E | RESIN H-C 100E (new) | 10 | 1400 | HI-GRADE RESIN H-C 100E | HI-GRADE RESIN H-C 100E
Yes | DV3159B | 11/26/2015 | EGR | EGR MARKETING |  |  |  |  | #N/A
Yes | DV3160B | 11/26/2015 | LAMP | LAMPCOR INDUSTRIAL RESOURCES INC. | RF FBB-5u 2 | FILTER BAG 30"- PP5u (180*810) ss ring - DM | 1 | 225 | #N/A | FILTER BAG 30"- PP5u (180*810) ss ring - DM
Yes | DV3160B | 11/26/2015 | LAMP | LAMPCOR INDUSTRIAL RESOURCES INC. | FIL NB WP5 - 40SL | PUREGEN 40SL - WP 5 MICRON | 1 | 200 | #N/A | PUREGEN 40SL - WP 5 MICRON
Yes | DV3161B | 11/27/2015 | UNIQUE | UNIQUE INTERNATIONAL | PUMP CDLF1-90 | CNP Vertical Pump CDLF1-90 (1hp) 0.75kw. 1PHASE | 6 | 12500 | CNP VERTICAL Pump CDLF 1-9 (1hp) 0.75kw 220v - 1 PH | CNP VERTICAL Pump CDLF 1-9 (1hp) 0.75kw 220v - 1 PH
Yes | DV3162B | 11/27/2015 | CRYSTAL | CRYSTAL LIFE | FIL HYDRO 10PP_1 | HYDROSEP 10SL - 5 MICRON | 10 | 50 | #N/A | HYDROSEP 10SL - 5 MICRON
Yes | DV3163B | 11/27/2015 | BRIGHT | BRIGHT MOON | UV SET X-6TC | ULTRA VIOLET SET 6 GPM - TEDITO brand (china) | 1 | 4800 | ULTRA VIOLET TEDITO SET 6 GPM (china) | ULTRA VIOLET TEDITO SET 6 GPM (china)
Yes | DV3163B | 11/27/2015 | BRIGHT | BRIGHT MOON | FCET_GOOSE | GOOSENECK FAUCET ONLY | 6 | 220 | FF-800 GOOSENECK FAUCET ONLY | FF-800 GOOSENECK FAUCET ONLY
Yes | DV3163B | 11/27/2015 | BRIGHT | BRIGHT MOON | MEM_ULP21-4040 | VONTRON MEMBRANE ULP21 - 40 x 40 | 2 | 6500 | VONTRON MEMBRANE ULP21 40 x 40 | VONTRON MEMBRANE ULP21 40 x 40
Yes | DV3164B | 11/27/2015 | MERJAMES | MERJAMES WATER REFILLING STATION | MF MNGS ZEO | MANGANESE ZEOLITE 30 kgs. | 3 | 2600 | MANGANESE ZEOLITE 30 kgs. | MANGANESE ZEOLITE 30 kgs.
Yes | DV3164B | 11/27/2015 | MERJAMES | MERJAMES WATER REFILLING STATION | MF ACT. CBF PURE8x12 | PURE PRIME ACTIVATED CARBON 8 x 12 | 3 | 2200 | PURE PRIME ACTIVATED CARBON 8 x 12 | PURE PRIME ACTIVATED CARBON 8 x 12
Yes | DV3164B | 11/27/2015 | MERJAMES | MERJAMES WATER REFILLING STATION | PRE MPC-30 | MASAKI HIGH PRESSURE SWITCH MPC-30 | 3 | 900 | MASAKI HIGH PRESSURE SWITCH MPC-30 | MASAKI HIGH PRESSURE SWITCH MPC-30
Yes | DV3164B | 11/27/2015 | MERJAMES | MERJAMES WATER REFILLING STATION | PRE MPC-06 | MASAKI LOW PRESSURE SWITCH MPC-06 - DM | 3 | 900 | #N/A | MASAKI LOW PRESSURE SWITCH MPC-06 - DM
Yes | DV3165B | 11/27/2015 | AQUASTAR WATER | AQUASTAR WATER TECHNOLOGY SYSTEM, INC. |  | AP 90 ELBOW PLAIN 2" | 15 | 0 | #N/A | AP 90 ELBOW PLAIN 2"
Yes | DV3165B | 11/27/2015 | AQUASTAR WATER | AQUASTAR WATER TECHNOLOGY SYSTEM, INC. |  | AP DOUBLE UNION BALL VALVE 1" | 10 | 0 | ZYPE DOUBLE UNION BALL VALVE 1" | ZYPE DOUBLE UNION BALL VALVE 1"
Yes | DV3165B | 11/27/2015 | AQUASTAR WATER | AQUASTAR WATER TECHNOLOGY SYSTEM, INC. |  | AP PATENTE PLAIN 1*/12 | 20 | 0 | #N/A | AP PATENTE PLAIN 1*/12
Yes | DV3165B | 11/27/2015 | AQUASTAR WATER | AQUASTAR WATER TECHNOLOGY SYSTEM, INC. |  | COUPLING THREADED 1*1/2" | 15 | 0 | #N/A | COUPLING THREADED 1*1/2"
Yes | DV3165B | 11/27/2015 | AQUASTAR WATER | AQUASTAR WATER TECHNOLOGY SYSTEM, INC. |  | AP MALE ADAPTOR 1*1/2" | 25 | 0 | ZYPE MALE ADAPTOR 1*1/2" | ZYPE MALE ADAPTOR 1*1/2"
Yes | DV3165B | 11/27/2015 | AQUASTAR WATER | AQUASTAR WATER TECHNOLOGY SYSTEM, INC. |  | AP 90 ELBOW PLAIN 1*1/2 | 25 | 0 | #N/A | AP 90 ELBOW PLAIN 1*1/2
Yes | DV3165B | 11/27/2015 | AQUASTAR WATER | AQUASTAR WATER TECHNOLOGY SYSTEM, INC. |  | MAZAKI LOW PRESSURE SWITCH MPC-06 | 1 | 0 | #N/A | MAZAKI LOW PRESSURE SWITCH MPC-06
Yes | DV3165B | 11/27/2015 | AQUASTAR WATER | AQUASTAR WATER TECHNOLOGY SYSTEM, INC. |  | GATE VALVE 1*1/2 SS304 | 4 | 0 | #N/A | GATE VALVE 1*1/2 SS304
Yes | DV3165B | 11/27/2015 | AQUASTAR WATER | AQUASTAR WATER TECHNOLOGY SYSTEM, INC. |  | SOLENOID VALVE 1*1/2 BRASS SANLIXIN | 2 | 0 | #N/A | SOLENOID VALVE 1*1/2 BRASS SANLIXIN
Yes | DV3166B | 11/27/2015 | AQUASTAR WATER | AQUASTAR WATER TECHNOLOGY SYSTEM, INC. |  | ELBOW THREADED 1/2 | 100 | 0 | ZYPE 90° ELBOW THREADED 1/2" | ZYPE 90° ELBOW THREADED 1/2"
Yes | DV3166B | 11/27/2015 | AQUASTAR WATER | AQUASTAR WATER TECHNOLOGY SYSTEM, INC. |  | AP TEE PLAIN 1*1/2 | 25 | 0 | #N/A | AP TEE PLAIN 1*1/2
Yes | DV3166B | 11/27/2015 | AQUASTAR WATER | AQUASTAR WATER TECHNOLOGY SYSTEM, INC. |  | PIPE 1*1/4 | 5 | 0 | #N/A | PIPE 1*1/4
Yes | DV3166B | 11/27/2015 | AQUASTAR WATER | AQUASTAR WATER TECHNOLOGY SYSTEM, INC. |  | PIPE 1*1/2 | 10 | 0 | ZYPE PIPE 1*1/2" | ZYPE PIPE 1*1/2"
Yes | DV3166B | 11/27/2015 | AQUASTAR WATER | AQUASTAR WATER TECHNOLOGY SYSTEM, INC. |  | INSIDE REDUCER 2 x 1*1/2 | 20 | 0 | #N/A | INSIDE REDUCER 2 x 1*1/2
Yes | DV3166B | 11/27/2015 | AQUASTAR WATER | AQUASTAR WATER TECHNOLOGY SYSTEM, INC. |  | INSIDE REDUCER 1*1/2 x 1*1/4 | 20 | 0 | #N/A | INSIDE REDUCER 1*1/2 x 1*1/4
Yes | DV3167B | 11/27/2015 | LAMP | LAMPCOR INDUSTRIAL RESOURCES INC. | ACCS_BRAC BBT | BRACKET STEEL BB TAIWAN | 2 | 0 | BRACKET STEEL BB TAIWAN | BRACKET STEEL BB TAIWAN
Yes | DV3167B | 11/27/2015 | LAMP | LAMPCOR INDUSTRIAL RESOURCES INC. | ACCS_SPNR BB-T | SPANNER WRENCH BB TAIWAN | 2 | 0 | SPANNER WRENCH BB TAIWAN (BLACK) | SPANNER WRENCH BB TAIWAN (BLACK)
Yes | DV3167B | 11/27/2015 | LAMP | LAMPCOR INDUSTRIAL RESOURCES INC. | ACCS_SCREW2 | SCREW for BB HOUSING | 8 | 0 | SCREW FOR BB HOUSING | SCREW FOR BB HOUSING
Yes | DV3167B | 11/27/2015 | LAMP | LAMPCOR INDUSTRIAL RESOURCES INC. | HOUSING BB20-T | BIG BLUE HOUSING 20" npt 1" TAiWAN -DM 801085 | 2 | 1400 | #N/A | BIG BLUE HOUSING 20" npt 1" TAiWAN -DM 801085
Yes | DV3167B | 11/27/2015 | LAMP | LAMPCOR INDUSTRIAL RESOURCES INC. | ACCS_BRAC ST | BRACKET STEEL TAIWAN (new) - DM 800411 | 2 | 0 | #N/A | BRACKET STEEL TAIWAN (new) - DM 800411
Yes | DV3167B | 11/27/2015 | LAMP | LAMPCOR INDUSTRIAL RESOURCES INC. | ACCS_SCREW1 | SCREW for SL HOUSING | 8 | 0 | SCREW FOR SL HOUSING | SCREW FOR SL HOUSING
Yes | DV3167B | 11/27/2015 | LAMP | LAMPCOR INDUSTRIAL RESOURCES INC. | HOUSING SBHC_2 | SLIM BLUE HOUSING 20" npt 3/4" China (CH20-40) | 2 | 600 | (bdle) SLIM BLUE HOUSING 20" npt 3/4" CHINA (CH20-40) w/ ACCS. | (bdle) SLIM BLUE HOUSING 20" npt 3/4" CHINA (CH20-40) w/ ACCS.
Yes | DV3169B | 11/27/2015 | Blue Caps | BLUE CAPS MARKETING | MEM_ULP31-4040 | VONTRON MEMBRANE ULP31 - 40 x 40 | 4 | 6500 | VONTRON MEMBRANE ULP31 40 x 40 | VONTRON MEMBRANE ULP31 40 x 40
Yes | DV3169B | 11/27/2015 | Blue Caps | BLUE CAPS MARKETING | PVC - INS RED_9 | INSIDE REDUCER 2 x 1 | 2 | 69 | ZYPE INSIDE REDUCER 2" x 1" | ZYPE INSIDE REDUCER 2" x 1"
Yes | DV3169B | 11/27/2015 | Blue Caps | BLUE CAPS MARKETING | PVC AP_COUP PLN_2 | AP COUPLING PLAIN 2" | 3 | 54 | ZYPE COUPLING PLAIN 2" | ZYPE COUPLING PLAIN 2"
Yes | DV3169B | 11/27/2015 | Blue Caps | BLUE CAPS MARKETING | PVC AP_TEE PLN_2 | AP TEE PLAIN 2" | 2 | 146 | ZYPE TEE PLAIN 2" | ZYPE TEE PLAIN 2"
Yes | DV3169B | 11/27/2015 | Blue Caps | BLUE CAPS MARKETING | PVC AP_90ELB PLN_2 | AP 90° ELBOW PLAIN 2" | 4 | 87 | ZYPE 90° ELBOW PLAIN 2" | ZYPE 90° ELBOW PLAIN 2"
Yes | DV3169B | 11/27/2015 | Blue Caps | BLUE CAPS MARKETING | PUMP CHLF2-30 | CNP Horizontal Pump CHLF2-30 (1hp) 0.75kw. 1PH | 1 | 6952 | CNP HORIZONTAL Pump CHLF 2-30 (1hp) 0.75kw - 1PH | CNP HORIZONTAL Pump CHLF 2-30 (1hp) 0.75kw - 1PH
Yes | DV3170B | 11/27/2015 | AEROASIA | MEDCONASIA INCORPORATED | PUMP CDLF1-190 | CNP Vertical Pump CDLF1-190 (3hp) 2.2kw. 1PHASE | 2 | 31918 | CNP VERTICAL Pump CDLF 1-19 (3hp) 2.2kw 220v - 1 PH | CNP VERTICAL Pump CDLF 1-19 (3hp) 2.2kw 220v - 1 PH
Yes | DV3170B | 11/27/2015 | AEROASIA | MEDCONASIA INCORPORATED | PUMP CHL4-40 3PH | CNP Horizontal Pump CHL4-40 (2hp) 1.5kw 3 PH | 2 | 11871 | CNP HORIZONTAL Pump CHL 4-40 (2hp) 1.5kw - 3 PH | CNP HORIZONTAL Pump CHL 4-40 (2hp) 1.5kw - 3 PH
Yes | DV3170B | 11/27/2015 | AEROASIA | MEDCONASIA INCORPORATED | ACCS_BRAC ST | BRACKET STEEL TAIWAN (new) | 1 | 0 | BRACKET STEEL TAIWAN (NEW) | BRACKET STEEL TAIWAN (NEW)
Yes | DV3170B | 11/27/2015 | AEROASIA | MEDCONASIA INCORPORATED | ACCS_SCREW1 | SCREW for SL HOUSING | 4 | 0 | SCREW FOR SL HOUSING | SCREW FOR SL HOUSING
Yes | DV3170B | 11/27/2015 | AEROASIA | MEDCONASIA INCORPORATED | HOUSING SCH_20S | SLIM CLEAR HOUSING 20" npt 3/4" Taiwan | 1 | 1200 | (bdle) SLIM CLEAR HOUSING 20" npt 3/4" TAIWAN w/ ACCS. | (bdle) SLIM CLEAR HOUSING 20" npt 3/4" TAIWAN w/ ACCS.
Yes | DV3170B | 11/27/2015 | AEROASIA | MEDCONASIA INCORPORATED | PRE FM 5ZK300K3 | FLOWMETER PANEL 5 GPM AQUA (176mm.) small | 2 | 850 | FLOWMETER PANEL 5 GPM (AQUA 176mm-SHORT) | FLOWMETER PANEL 5 GPM (AQUA 176mm-SHORT)
Yes | DV3170B | 11/27/2015 | AEROASIA | MEDCONASIA INCORPORATED | PUMP-APC 1 | AUTOMATIC PUMP CONTROL (MAC 03) | 4 | 1500 | MAZAKI AUTOMATIC PUMP CONTROL (MAC 03) | MAZAKI AUTOMATIC PUMP CONTROL (MAC 03)
Yes | DV3170B | 11/27/2015 | AEROASIA | MEDCONASIA INCORPORATED | PRE FM 10 | FLOWMETER PANEL 10 GPM (2510M) MBLD/Aqua | 2 | 2000 | FLOWMETER PANEL 10 GPM (2510M) - 1" male thread | FLOWMETER PANEL 10 GPM (2510M) - 1" male thread
Yes | DV3170B | 11/27/2015 | AEROASIA | MEDCONASIA INCORPORATED | PRE MPC-30 | MASAKI HIGH PRESSURE SWITCH MPC-30 | 1 | 1200 | MASAKI HIGH PRESSURE SWITCH MPC-30 | MASAKI HIGH PRESSURE SWITCH MPC-30
Yes | DV3170B | 11/27/2015 | AEROASIA | MEDCONASIA INCORPORATED | STL SS316 | SS 316 VESSEL w/ STAINLESS END CAP | 4 | 5500 | SS316 VESSEL 4040 w/ STAINLESS END CAP | SS316 VESSEL 4040 w/ STAINLESS END CAP
Yes | DV3170B | 11/27/2015 | AEROASIA | MEDCONASIA INCORPORATED | PRE MPC-06 | MASAKI LOW PRESSURE SWITCH MPC-06 | 1 | 1200 | MASAKI LOW PRESSURE SWITCH MPC-06 | MASAKI LOW PRESSURE SWITCH MPC-06
Yes | DV3171B | 11/27/2015 | TAN TONY | TONY TAN | FIL PRIME CBF10SL | PURE PRIME 10SL - CARBON Filter | 20 | 140 | PURE PRIME 10SL - CARBON Filter | PURE PRIME 10SL - CARBON Filter
Yes | DV3171B | 11/27/2015 | TAN TONY | TONY TAN | FIL PRIME10SL-PP1 | PURE PRIME 10SL - 1 MICRON | 20 | 38 | PURE PRIME 10SL - 1 MICRON | PURE PRIME 10SL - 1 MICRON
Yes | DV3171B | 11/27/2015 | TAN TONY | TONY TAN | CARTRIDGE_10 EWF-50 | EMPRESS D2S 10" (dual cartridge) | 10 | 1200 | EMPRESS EWF-50 D2S 10" | EMPRESS EWF-50 D2S 10"
Yes | DV3172B | 11/27/2015 | AEROASIA | MEDCONASIA INCORPORATED | ACCS_CO1/4 | VA - 05 SAMPLING COCK 1/4" | 4 | 100 | VA - 05 SAMPLING COCK 1/4" - STAINLESS | VA - 05 SAMPLING COCK 1/4" - STAINLESS
Yes | DV3172B | 11/27/2015 | AEROASIA | MEDCONASIA INCORPORATED | PRE PG 100 AIR | PRESSURE GAUGE 100 PSI - AIR | 10 | 180 | PRESSURE GAUGE 100 PSI - AIR | PRESSURE GAUGE 100 PSI - AIR
Yes | DV3172B | 11/27/2015 | AEROASIA | MEDCONASIA INCORPORATED | PRE PG 350 PANNEL | PRESSURE GAUGE 350 PSI - PANNEL | 2 | 400 | PRESSURE GAUGE 350 PSI - PANNEL | PRESSURE GAUGE 350 PSI - PANNEL
Yes | DV3172B | 11/27/2015 | AEROASIA | MEDCONASIA INCORPORATED | PRE PG 150 PANNEL | PRESSURE GAUGE 150 PSI - PANNEL | 2 | 400 | PRESSURE GAUGE 150 PSI - PANNEL | PRESSURE GAUGE 150 PSI - PANNEL
Yes | DV3172B | 11/27/2015 | AEROASIA | MEDCONASIA INCORPORATED | PRE REG 3/4 | PRESSURE REGULATOR 3/4 - TAIWAN | 2 | 2500 | PRESSURE REGULATOR 3/4" SS - TAIWAN | PRESSURE REGULATOR 3/4" SS - TAIWAN
Yes | DV3172B | 11/27/2015 | AEROASIA | MEDCONASIA INCORPORATED | PRE VALVE 1/2 UNI-D | SOLENOID VALVE 1/2" BRASS UNI-D | 2 | 1200 | SOLENOID VALVE 1/2" BRASS UNI-D | SOLENOID VALVE 1/2" BRASS UNI-D
Yes | DV3172B | 11/27/2015 | AEROASIA | MEDCONASIA INCORPORATED | PRE VALVE 1" UNID | SOLENOID VALVE 1" BRASS UNI-D | 1 | 2500 | SOLENOID VALVE 1" BRASS UNI-D | SOLENOID VALVE 1" BRASS UNI-D
Yes | DV3172B | 11/27/2015 | AEROASIA | MEDCONASIA INCORPORATED | PVC - GV 1/2 | GATE VALVE 1/2" ss | 2 | 450 | SS304 GATE VALVE 1/2" BSPT | SS304 GATE VALVE 1/2" BSPT
Yes | DV3172B | 11/27/2015 | AEROASIA | MEDCONASIA INCORPORATED | UV SET 12 | ULTRA VIOLET SET 12 GPM W-720 model | 1 | 14000 | ULTRA VIOLET WONDER SET 12 GPM W-720 | ULTRA VIOLET WONDER SET 12 GPM W-720
Yes | DV3172B | 11/27/2015 | AEROASIA | MEDCONASIA INCORPORATED | ACCS_BRAC ST | BRACKET STEEL TAIWAN (new) | 1 | 0 | BRACKET STEEL TAIWAN (NEW) | BRACKET STEEL TAIWAN (NEW)
Yes | DV3172B | 11/27/2015 | AEROASIA | MEDCONASIA INCORPORATED | ACCS_SCREW1 | SCREW for SL HOUSING | 4 | 0 | SCREW FOR SL HOUSING | SCREW FOR SL HOUSING
Yes | DV3172B | 11/27/2015 | AEROASIA | MEDCONASIA INCORPORATED | HOUSING SCH_20S | SLIM CLEAR HOUSING 20" npt 3/4" Taiwan | 1 | 1200 | (bdle) SLIM CLEAR HOUSING 20" npt 3/4" TAIWAN w/ ACCS. | (bdle) SLIM CLEAR HOUSING 20" npt 3/4" TAIWAN w/ ACCS.
Yes | DV3173B | 11/27/2015 | AEROASIA | MEDCONASIA INCORPORATED | HOSE 108_2 | HOSE 10 x 8 mm. BLACK color | 2 | 0 | TPUCO HOSE 10 x 8 mm. BLACK color (100 meter/roll) | TPUCO HOSE 10 x 8 mm. BLACK color (100 meter/roll)
Yes | DV3173B | 11/27/2015 | AEROASIA | MEDCONASIA INCORPORATED | ACCS_AIR | H9909-1 AIRCHECK FOR BRINE TANK | 1 | 0 | H9909-1 AIRCHECK FOR BRINE TANK | H9909-1 AIRCHECK FOR BRINE TANK
Yes | DV3173B | 11/27/2015 | AEROASIA | MEDCONASIA INCORPORATED | FRP BT 130L | BRINE TANK 130 L. (blue) | 1 | 2150 | BRINE TANK 130 L. BLUE | BRINE TANK 130 L. BLUE
Yes | DV3173B | 11/27/2015 | AEROASIA | MEDCONASIA INCORPORATED | PVC AP_PTN PLN_1/2 | AP PATENTE PLAIN 1/2" | 40 | 50 | ZYPE PATENTE PLAIN 1/2" | ZYPE PATENTE PLAIN 1/2"
Yes | DV3173B | 11/27/2015 | AEROASIA | MEDCONASIA INCORPORATED | PVC AP_PTN PLN_3/4 | AP PATENTE PLAIN 3/4" | 40 | 62 | ZYPE PATENTE PLAIN 3/4" | ZYPE PATENTE PLAIN 3/4"
Yes | DV3173B | 11/27/2015 | AEROASIA | MEDCONASIA INCORPORATED | ACCS_CTR 230 | AQ 230 SB - CONDUCTIVITY MONITOR | 2 | 1800 | AQ 230 SB CONDUCTIVITY MONITOR | AQ 230 SB CONDUCTIVITY MONITOR
Yes | DV3173B | 11/27/2015 | AEROASIA | MEDCONASIA INCORPORATED | ACCS_PBS | PLASTIC BOOT SMALL (MACHINE) | 100 | 80 | PLASTIC FOOT COVER PROTECTOR 1*1/4" & 1*1/2" | PLASTIC FOOT COVER PROTECTOR 1*1/4" & 1*1/2"
Yes | DV3173B | 11/27/2015 | AEROASIA | MEDCONASIA INCORPORATED | PVC - BVALVE 1/2 | BALL VALVE 1/2 | 20 | 48 | #N/A | BALL VALVE 1/2
Yes | DV3173B | 11/27/2015 | AEROASIA | MEDCONASIA INCORPORATED | PVC AP_MALE A_1 | AP MALE ADAPTOR 1" | 40 | 22 | ZYPE MALE ADAPTOR 1" | ZYPE MALE ADAPTOR 1"
Yes | DV3173B | 11/27/2015 | AEROASIA | MEDCONASIA INCORPORATED | PVC AP_90ELB PLN_1/2 | AP 90° ELBOW PLAIN 1/2" | 100 | 10 | ZYPE 90° ELBOW PLAIN 1/2" | ZYPE 90° ELBOW PLAIN 1/2"
Yes | DV3173B | 11/27/2015 | AEROASIA | MEDCONASIA INCORPORATED | PVC AP_TEE PLN_3/4 | AP TEE PLAIN 3/4" | 40 | 20 | ZYPE TEE PLAIN 3/4" | ZYPE TEE PLAIN 3/4"
Yes | DV3173B | 11/27/2015 | AEROASIA | MEDCONASIA INCORPORATED | PVC AP_COUP PLN_3/4 | AP COUPLING PLAIN 3/4" | 20 | 9.5 | ZYPE COUPLING PLAIN 3/4" | ZYPE COUPLING PLAIN 3/4"
Yes | DV3173B | 11/27/2015 | AEROASIA | MEDCONASIA INCORPORATED | PVC AP_IN RED_1x3/4 | AP INSIDE REDUCER 1" x 3/4" | 20 | 11 | ZYPE INSIDE REDUCER 1" x 3/4" | ZYPE INSIDE REDUCER 1" x 3/4"
Yes | DV3173B | 11/27/2015 | AEROASIA | MEDCONASIA INCORPORATED | PVC AP_IN RED_3/4x1/2 | AP INSIDE REDUCER 3/4" x 1/2" | 40 | 7.2 | ZYPE INSIDE REDUCER 3/4" x 1/2" | ZYPE INSIDE REDUCER 3/4" x 1/2"
Yes | DV3174B | 11/27/2015 | NASA | NASA WATER |  | WATERCHECK 20SL - 1MICRON | 75 | 0 | #N/A | WATERCHECK 20SL - 1MICRON
Yes | DV3175B | 11/27/2015 | EURE/BH | EUREKA ELECTRIC APPLIANCES PHILIPPINES CORP. | PVC AP_90ELB PLN_2 | AP 90° ELBOW PLAIN 2" | 2 | 82 | ZYPE 90° ELBOW PLAIN 2" | ZYPE 90° ELBOW PLAIN 2"
Yes | DV3175B | 11/27/2015 | EURE/BH | EUREKA ELECTRIC APPLIANCES PHILIPPINES CORP. | PVC - BVALVE 1" | BALL VALVE 1" | 2 | 86 | ZYPE BALL VALVE 1" | ZYPE BALL VALVE 1"
Yes | DV3175B | 11/27/2015 | EURE/BH | EUREKA ELECTRIC APPLIANCES PHILIPPINES CORP. | PVC AP_COUP PLN_1 | AP COUPLING PLAIN 1" | 5 | 11 | ZYPE COUPLING PLAIN 1" | ZYPE COUPLING PLAIN 1"
Yes | DV3175B | 11/27/2015 | EURE/BH | EUREKA ELECTRIC APPLIANCES PHILIPPINES CORP. | PVC AP_COUP PLN_2 | AP COUPLING PLAIN 2" | 2 | 52 | ZYPE COUPLING PLAIN 2" | ZYPE COUPLING PLAIN 2"
Yes | DV3176B | 11/27/2015 | BBC | BBC WATERSHOPPE | ACCS_ELECT | TF-708 ELECTROLYSIS water tester | 1 | 450 | TF-708 ELECTROLYSIS WATER TESTER | TF-708 ELECTROLYSIS WATER TESTER
Yes | DV3176B | 11/27/2015 | BBC | BBC WATERSHOPPE | MEM_ULP21-4040 | VONTRON MEMBRANE ULP21 - 40 x 40 | 1 | 6500 | VONTRON MEMBRANE ULP21 40 x 40 | VONTRON MEMBRANE ULP21 40 x 40
Yes | DV3176B | 11/27/2015 | BBC | BBC WATERSHOPPE | FIL WC 10SL-PP | WATERCHECK 10SL - 5MICRON | 5 | 35 | #N/A | WATERCHECK 10SL - 5MICRON
Yes | DV3176B | 11/27/2015 | BBC | BBC WATERSHOPPE | FIL WC 20SLPP | WATERCHECK 20SL - 1MICRON | 2 | 63 | #N/A | WATERCHECK 20SL - 1MICRON
Yes | DV3176B | 11/27/2015 | BBC | BBC WATERSHOPPE | FIL WC 20SLPP | WATERCHECK 20SL - 5MICRON | 8 | 63 | #N/A | WATERCHECK 20SL - 5MICRON
Yes | DV3176B | 11/27/2015 | BBC | BBC WATERSHOPPE | FIL WC 20BB-CBF | WATERCHECK 20BB - CBF Carbon Block Filter | 1 | 950 | WATERCHECK 20BB - CBF (carbon block filter) | WATERCHECK 20BB - CBF (carbon block filter)
Yes | DV3176B | 11/27/2015 | BBC | BBC WATERSHOPPE | ACCS_SPNR BB-T | SPANNER WRENCH BB TAIWAN | 1 | 150 | SPANNER WRENCH BB TAIWAN (BLACK) | SPANNER WRENCH BB TAIWAN (BLACK)
Yes | DV3176B | 11/27/2015 | BBC | BBC WATERSHOPPE | FIL EP 20SL | PENTEK EP - 20 SLIM | 1 | 480 | PENTEK EP - 20 SLIM | PENTEK EP - 20 SLIM
Yes | DV3176B | 11/27/2015 | BBC | BBC WATERSHOPPE | FIL DGD2501 20BB-PT | PENTEK BB20 DGD 2501 Dual Gradient Density | 2 | 580 | PENTEK BB20 DGD 2501 (dual gradient density) | PENTEK BB20 DGD 2501 (dual gradient density)
Yes | DV3176B | 11/27/2015 | BBC | BBC WATERSHOPPE | ACCS_HEAT | HEAT GUN AP1600W model | 6 | 550 | HEAT GUN AP1600W model | HEAT GUN AP1600W model
Yes | DV3177B | 11/27/2015 | EURE/BH | EUREKA ELECTRIC APPLIANCES PHILIPPINES CORP. | PVC AP_90ELB PLN_2 | AP 90° ELBOW PLAIN 2" | 20 | 82 | ZYPE 90° ELBOW PLAIN 2" | ZYPE 90° ELBOW PLAIN 2"
Yes | DV3177B | 11/27/2015 | EURE/BH | EUREKA ELECTRIC APPLIANCES PHILIPPINES CORP. | PVC - BVALVE 2" | BALL VALVE 2" | 2 | 249 | ZYPE BALL VALVE 2" | ZYPE BALL VALVE 2"
Yes | DV3177B | 11/27/2015 | EURE/BH | EUREKA ELECTRIC APPLIANCES PHILIPPINES CORP. | PVC AP_TEE PLN_2 | AP TEE PLAIN 2" | 2 | 139 | ZYPE TEE PLAIN 2" | ZYPE TEE PLAIN 2"
Yes | DV3177B | 11/27/2015 | EURE/BH | EUREKA ELECTRIC APPLIANCES PHILIPPINES CORP. | PVC - C-711-0.5L | PVC 711 CEMENT | 2 | 465 | WELD-ON PVC 711 CEMENT 16oz. | WELD-ON PVC 711 CEMENT 16oz.
Yes | DV3177B | 11/27/2015 | EURE/BH | EUREKA ELECTRIC APPLIANCES PHILIPPINES CORP. | PVC AP_COUP PLN_2 | AP COUPLING PLAIN 2" | 20 | 52 | ZYPE COUPLING PLAIN 2" | ZYPE COUPLING PLAIN 2"
Yes | DV3177B | 11/27/2015 | EURE/BH | EUREKA ELECTRIC APPLIANCES PHILIPPINES CORP. | PRE PG 100 CLAMP | PRESSURE GAUGE 100 PSI - CLAMP | 25 | 350 | PRESSURE GAUGE 100 PSI - CLAMP | PRESSURE GAUGE 100 PSI - CLAMP
Yes | DV3177B | 11/27/2015 | EURE/BH | EUREKA ELECTRIC APPLIANCES PHILIPPINES CORP. | ACCS_TDS LTHR | TDS METER w/ LEATHER CASE | 1 | 850 | HM-3 TDS METER w/ LEATHER CASE | HM-3 TDS METER w/ LEATHER CASE
Yes | DV3179B | 11/28/2015 | SEAMAN'S | SEAMAN'S MARKETING | ROS_SETMCB | MODULE w/ CONTROL BOX ONLY | 1 | 30000 | #N/A | MODULE w/ CONTROL BOX ONLY
Yes | DV3182B | 11/28/2015 | WATERGATE | WATERGATE PUMPS & WELL SERVICES | HOUSING SCH_10S | SLIM CLEAR HOUSING 10" npt 3/4" Taiwan | 12 | 650 | (bdle) SLIM CLEAR HOUSING 10" npt 3/4" TAIWAN w/ ACCS. | (bdle) SLIM CLEAR HOUSING 10" npt 3/4" TAIWAN w/ ACCS.
Yes | DV3182B | 11/28/2015 | WATERGATE | WATERGATE PUMPS & WELL SERVICES | HOUSING SC20-HYDRO | HYDROSEP SLIM CLEAR HOUSING 20" npt 3/4" | 12 | 1280 | (bdle) SLIM CLEAR HOUSING 20" npt 3/4" HYDROSEP brand w/ ACCS. | (bdle) SLIM CLEAR HOUSING 20" npt 3/4" HYDROSEP brand w/ ACCS.
Yes | DV3182B | 11/28/2015 | WATERGATE | WATERGATE PUMPS & WELL SERVICES | FIL WC 10SL-PP | WATERCHECK 10SL - 5 MICRON | 25 | 40 | #N/A | WATERCHECK 10SL - 5 MICRON
Yes | DV3182B | 11/28/2015 | WATERGATE | WATERGATE PUMPS & WELL SERVICES | FIL WC 10SL-PP | WATERCHECK 10SL - 10 MICRON | 25 | 40 | #N/A | WATERCHECK 10SL - 10 MICRON
Yes | DV3182B | 11/28/2015 | WATERGATE | WATERGATE PUMPS & WELL SERVICES | FIL WC 20SLPP | WATERCHECK 20SL -5 MICRON | 20 | 80 | #N/A | WATERCHECK 20SL -5 MICRON
Yes | DV3182B | 11/28/2015 | WATERGATE | WATERGATE PUMPS & WELL SERVICES | FIL WC 20SLPP | WATERCHECK 20SL - 10 MICRON | 30 | 80 | #N/A | WATERCHECK 20SL - 10 MICRON
Yes | DV3182B | 11/28/2015 | WATERGATE | WATERGATE PUMPS & WELL SERVICES | ACCS_SCREW1 | SCREW for SL HOUSING | 96 | 0 | SCREW FOR SL HOUSING | SCREW FOR SL HOUSING
Yes | DV3182B | 11/28/2015 | WATERGATE | WATERGATE PUMPS & WELL SERVICES | ACCS_SPNR SL T | SPANNER WRENCH SLIM 20" TAIWAN | 8 | 0 | (zero price) SPANNER WRENCH SLIM 20" TAIWAN (BLACK) | (zero price) SPANNER WRENCH SLIM 20" TAIWAN (BLACK)
Yes | DV3183B | 11/28/2015 | ASIAN | ASIAN DYNASTY | FIL WC 10SL-PP | WATERCHECK 10SL - 10 MICRON | 50 | 30 | #N/A | WATERCHECK 10SL - 10 MICRON
Yes | DV3183B | 11/28/2015 | ASIAN | ASIAN DYNASTY | FIL WC 10SL-PP | WATERCHECK 10SL - 1 MICRON | 50 | 30 | #N/A | WATERCHECK 10SL - 1 MICRON
Yes | DV3183B | 11/28/2015 | ASIAN | ASIAN DYNASTY | FIL WC 20SLPP | WATERCHECK 20SL - 1 MICRON | 10 | 60 | #N/A | WATERCHECK 20SL - 1 MICRON
Yes | DV3183B | 11/28/2015 | ASIAN | ASIAN DYNASTY | FIL WC 20SLPP | WATERCHECK 20SL - 5 MICRON | 10 | 60 | #N/A | WATERCHECK 20SL - 5 MICRON
Yes | DV3183B | 11/28/2015 | ASIAN | ASIAN DYNASTY | FIL WC 20SLPP | WATERCHECK 20SL - 10 MICRON | 5 | 60 | #N/A | WATERCHECK 20SL - 10 MICRON
Yes | DV3184B | 11/28/2015 | DISTOR | STREAM PLUS | PUMP ATS1000 | AQUA TEDELA ATS-1000 1.3hp (1kw) | 3 | 4200 | AQUA TEDELA ATS-1000 1.3hp (1kw) | AQUA TEDELA ATS-1000 1.3hp (1kw)
Yes | DV3185B | 11/28/2015 | ASIAN | ASIAN DYNASTY | ACCS_AIR | H9909-1 AIRCHECK FOR BRINE TANK | 1 | 0 | H9909-1 AIRCHECK FOR BRINE TANK | H9909-1 AIRCHECK FOR BRINE TANK
Yes | DV3185B | 11/28/2015 | ASIAN | ASIAN DYNASTY | HOSE 108_1 | HOSE 10 x 8 mm. BLUE color | 2 | 0 | TPUCO HOSE 10 x 8 mm. BLUE color (100 meter/roll) | TPUCO HOSE 10 x 8 mm. BLUE color (100 meter/roll)
Yes | DV3185B | 11/28/2015 | ASIAN | ASIAN DYNASTY | FRP BT 80L | BRINE TANK 80L. (blue) | 1 | 1680 | BRINE TANK 80L. BLUE | BRINE TANK 80L. BLUE
Yes | DV3185B | 11/28/2015 | ASIAN | ASIAN DYNASTY | FIL WC 10SL-PP | WATERCHECK 10SL - 1MICRON | 30 | 30 | #N/A | WATERCHECK 10SL - 1MICRON
Yes | DV3185B | 11/28/2015 | ASIAN | ASIAN DYNASTY | FIL WC 10SL-PP | WATERCHECK 10SL - 10 MICRON | 20 | 30 | #N/A | WATERCHECK 10SL - 10 MICRON
Yes | DV3185B | 11/28/2015 | ASIAN | ASIAN DYNASTY | FIL WC 20BB-PP | WATERCHECK 20BB - 20 MICRON | 4 | 360 | #N/A | WATERCHECK 20BB - 20 MICRON
Yes | DV3185B | 11/28/2015 | ASIAN | ASIAN DYNASTY | FIL WC 20BB-CBF | WATERCHECK 20BB - CBF | 4 | 900 | #N/A | WATERCHECK 20BB - CBF
Yes | DV3185B | 11/28/2015 | ASIAN | ASIAN DYNASTY | ACCS_BRAC BBT | BRACKET STEEL BB TAIWAN | 4 | 0 | BRACKET STEEL BB TAIWAN | BRACKET STEEL BB TAIWAN
Yes | DV3185B | 11/28/2015 | ASIAN | ASIAN DYNASTY | ACCS_SPNR BB-T | SPANNER WRENCH BB TAIWAN | 4 | 0 | SPANNER WRENCH BB TAIWAN (BLACK) | SPANNER WRENCH BB TAIWAN (BLACK)
Yes | DV3185B | 11/28/2015 | ASIAN | ASIAN DYNASTY | ACCS_SCREW2 | SCREW for BB HOUSING | 16 | 0 | SCREW FOR BB HOUSING | SCREW FOR BB HOUSING
Yes | DV3185B | 11/28/2015 | ASIAN | ASIAN DYNASTY | HOUSING BB20-T | BIG BLUE HOUSING 20" npt 1" TAiWAN | 4 | 1600 | (bdle) BIG BLUE HOUSING 20" npt 1" TAIWAN w/ ACCS. | (bdle) BIG BLUE HOUSING 20" npt 1" TAIWAN w/ ACCS.
Yes | DV3186B | 11/28/2015 | SEAMAN'S | SEAMAN'S MARKETING | ACCS_BRAC D2S-T | BRACKET STEEL D2S (TAIWAN) | 6 | 300 | BRACKET STEEL D2S TAIWAN | BRACKET STEEL D2S TAIWAN
Yes | DV3186B | 11/28/2015 | SEAMAN'S | SEAMAN'S MARKETING | SP_FSPC1/4" | FITTING STAINLESS SPC 1/4" (4x7.5) m. str. Thread | 10 | 80 | FITTING STAINLESS SPC 1/4" (4x7.5) male straight | FITTING STAINLESS SPC 1/4" (4x7.5) male straight
Yes | DV3186B | 11/28/2015 | SEAMAN'S | SEAMAN'S MARKETING | SP_FSPCF1/4" | FITTING STAINLESS SPCF 1/4" (4x7.5) fm. Str. Thrd. | 10 | 80 | FITTING STAINLESS SPCF 1/4" (4x7.5) female straight | FITTING STAINLESS SPCF 1/4" (4x7.5) female straight
Yes | DV3188B | 11/28/2015 | DELA CRUZ L. | MRS. LUISA DELA CRUZ | ROS_SET6NRH | 6000 GPD NOVA SERIES w/ RUNXIN HEAD | 1 | 250000 | #N/A | 6000 GPD NOVA SERIES w/ RUNXIN HEAD
Yes | DV3189B | 11/28/2015 | N&N PURIFIED | N & N PURIFIED DRINKING WATER | MF PBL10 | PEBBLES #10 | 1 | 0 | PEBBLES #10 | PEBBLES #10
Yes | DV3189B | 11/28/2015 | N&N PURIFIED | N & N PURIFIED DRINKING WATER | MF SSAND | SILICA SAND | 1 | 0 | SILICA SAND | SILICA SAND
Yes | DV3189B | 11/28/2015 | N&N PURIFIED | N & N PURIFIED DRINKING WATER | MF ANTRA | ANTHRACITE (James Cumming)) | 1 | 0 | JAMES CUMMING ANTHRACITE 0.83mm | JAMES CUMMING ANTHRACITE 0.83mm
Yes | DV3189B | 11/28/2015 | N&N PURIFIED | N & N PURIFIED DRINKING WATER | MF ACT. CBF PURE8x12 | PURE PRIME ACTIVATED CARBON 8 x 12 | 1 | 0 | PURE PRIME ACTIVATED CARBON 8 x 12 | PURE PRIME ACTIVATED CARBON 8 x 12
Yes | DV3189B | 11/28/2015 | N&N PURIFIED | N & N PURIFIED DRINKING WATER | MF RESIN H-C100E | RESIN H-C 100E (new) | 2 | 0 | HI-GRADE RESIN H-C 100E | HI-GRADE RESIN H-C 100E
Yes | DV3189B | 11/28/2015 | N&N PURIFIED | N & N PURIFIED DRINKING WATER | MF SSALT CLARO | CLARO VIDA SOLAR SALT (50kgs.) | 1 | 0 | CLARO VIDA SOLAR SALT (50kgs.) | CLARO VIDA SOLAR SALT (50kgs.)
Yes | DV3189B | 11/28/2015 | N&N PURIFIED | N & N PURIFIED DRINKING WATER | ACCS_AIR | H9909-1 AIRCHECK FOR BRINE TANK | 1 | 0 | H9909-1 AIRCHECK FOR BRINE TANK | H9909-1 AIRCHECK FOR BRINE TANK
Yes | DV3189B | 11/28/2015 | N&N PURIFIED | N & N PURIFIED DRINKING WATER | HOSE 108_2 | HOSE 10 x 8 mm. BLACK color | 2 | 0 | TPUCO HOSE 10 x 8 mm. BLACK color (100 meter/roll) | TPUCO HOSE 10 x 8 mm. BLACK color (100 meter/roll)
Yes | DV3189B | 11/28/2015 | N&N PURIFIED | N & N PURIFIED DRINKING WATER | FRP BT 130L | BRINE TANK 130 L. (blue) | 1 | 0 | BRINE TANK 130 L. BLUE | BRINE TANK 130 L. BLUE
Yes | DV3189B | 11/28/2015 | N&N PURIFIED | N & N PURIFIED DRINKING WATER | FIL DGD2501 20BB-PT | PENTEK BB20 DGD 2501 | 1 | 0 | #N/A | PENTEK BB20 DGD 2501
Yes | DV3189B | 11/28/2015 | N&N PURIFIED | N & N PURIFIED DRINKING WATER | FIL EMP 20BB | PENTEK EPM - 20 BB | 2 | 0 | PENTEK EPM - 20 BB | PENTEK EPM - 20 BB
Yes | DV3189B | 11/28/2015 | N&N PURIFIED | N & N PURIFIED DRINKING WATER | ROM_LCLE4040 | FILMTEC BW30 40 x 40 L.C-LE | 1 | 0 | FILMTEC BW30 40 x 40 L.C.L.E | FILMTEC BW30 40 x 40 L.C.L.E
Yes | DV3189B | 11/28/2015 | N&N PURIFIED | N & N PURIFIED DRINKING WATER | EWD MITSU | EUREKA MITSUTECH HOT & COLD (MWD-131) | 1 | 0 | EUREKA MITSUTECH HOT & COLD (MWD-131) | EUREKA MITSUTECH HOT & COLD (MWD-131)
Yes | DV3189B | 11/28/2015 | N&N PURIFIED | N & N PURIFIED DRINKING WATER | ACCS_FS | FOOTSWITCH | 1 | 0 | SFMP-1 FOOT SWITCH | SFMP-1 FOOT SWITCH
Yes | DV3189B | 11/28/2015 | N&N PURIFIED | N & N PURIFIED DRINKING WATER | PUR_OZO ANION | ANION & OZONIZER | 1 | 0 | ANION & OZONIZER AP-96 | ANION & OZONIZER AP-96
Yes | DV3189B | 11/28/2015 | N&N PURIFIED | N & N PURIFIED DRINKING WATER | ROM_LCLE4040 | FILMTEC BW30 40 x 40 L.C-LE | 1 | 0 | FILMTEC BW30 40 x 40 L.C.L.E | FILMTEC BW30 40 x 40 L.C.L.E
Yes | DV3190B | 11/28/2015 | DELA CRUZ L. | MRS. LUISA DELA CRUZ | ACCS_HEAT | HEAT GUN AP1600W model | 1 | 550 | HEAT GUN AP1600W model | HEAT GUN AP1600W model
Yes | DV3190B | 11/28/2015 | DELA CRUZ L. | MRS. LUISA DELA CRUZ | ACCS_TDS LTHR | TDS METER w/ LEATHER CASE | 1 | 900 | HM-3 TDS METER w/ LEATHER CASE | HM-3 TDS METER w/ LEATHER CASE
Yes | DV3202B | 11/25/2015 | SHUYEN | SHUYEN FABRICATION | PVC - BVALVE 1x1/4 | BALL VALVE 1*1/4 | 11 | 136 | ZYPE BALL VALVE 1*1/4" | ZYPE BALL VALVE 1*1/4"
Yes | DV3203B | 11/25/2015 | T CUP | T CUP ZONE | SP_CONNF604 | PUSH FITTING SPLF 6-04 (6mm.x1/2) female elbow | 5 | 80 | PUSH FITTING SPLF 6 - 04 (6mm.x1/2) female elbow | PUSH FITTING SPLF 6 - 04 (6mm.x1/2) female elbow
Yes | DV3204B | 11/25/2015 | LOPEZ K | KENNETH LOPEZ | FIL WC 20BB-CBF | WATERCHECK 20BB - CBF | 1 | 900 | #N/A | WATERCHECK 20BB - CBF
Yes | DV3204B | 11/25/2015 | LOPEZ K | KENNETH LOPEZ | FIL WC 20BB-PP | WATERCHECK 20BB - 5 MICRON | 3 | 420 | #N/A | WATERCHECK 20BB - 5 MICRON
Yes | DV3204B | 11/25/2015 | LOPEZ K | KENNETH LOPEZ | FIL WC 20BB-PP | WATERCHECK 20BB - 1 MICRON | 1 | 420 | #N/A | WATERCHECK 20BB - 1 MICRON
Yes | DV3204B | 11/25/2015 | LOPEZ K | KENNETH LOPEZ | FIL WC 20BB-PP | WATERCHECK 20BB -10 MICRON | 1 | 420 | #N/A | WATERCHECK 20BB -10 MICRON
Yes | DV3204B | 11/25/2015 | LOPEZ K | KENNETH LOPEZ | FIL CBF 20BB | PUREGEN CBF 20BB - BLACK | 1 | 650 | #N/A | PUREGEN CBF 20BB - BLACK
Yes | DV3205B | 11/25/2015 | QUALITY PRODUCTS | QUALITY PRODUCTS CORP. | FIL WC 20SLPP | WATERCHECK 20SL - 10 MICRON | 8 | 100 | #N/A | WATERCHECK 20SL - 10 MICRON
Yes | DV3205B | 11/25/2015 | QUALITY PRODUCTS | QUALITY PRODUCTS CORP. | FIL WC 20SLPP | WATERCHECK 20SL - 5 MICRON | 8 | 100 | #N/A | WATERCHECK 20SL - 5 MICRON
Yes | DV3206B | 11/25/2015 | BARIA E. | ERWIN BARIA | CARTRIDGE_12 EUR T3S | EUREKA T3S 10" (triple cartridge) | 1 | 1980 | EUREKA EWPS-3S T3S 10" | EUREKA EWPS-3S T3S 10"
Yes | DV3207B | 11/25/2015 | AEROASIA | MEDCONASIA INCORPORATED | FIL HYDRO 10PP_1 | HYDROSEP 10SL - 5 MICRON | 10 | 50 | #N/A | HYDROSEP 10SL - 5 MICRON
Yes | DV3207B | 11/25/2015 | AEROASIA | MEDCONASIA INCORPORATED | FIL HYDRO 20 PP_1 | HYDROSEP 20SL - 5 MICRON | 5 | 95 | #N/A | HYDROSEP 20SL - 5 MICRON
Yes | DV3207B | 11/25/2015 | AEROASIA | MEDCONASIA INCORPORATED | PVC - GV 1 | GATE VALVE 1" ss | 2 | 780 | SS304 GATE VALVE 1" BSPT | SS304 GATE VALVE 1" BSPT
Yes | DV3207B | 11/25/2015 | AEROASIA | MEDCONASIA INCORPORATED | FIL HYDRO 20BB-PP | HYDROSEP 20BB - 5 MICRON | 25 | 600 | #N/A | HYDROSEP 20BB - 5 MICRON
Yes | DV3209B | 11/25/2015 | BORINAGA D. | DENNIS BORINAGA | CARTRIDGE_12 EUR T3S | EUREKA T3S 10" (triple cartridge) | 1 | 1980 | EUREKA EWPS-3S T3S 10" | EUREKA EWPS-3S T3S 10"
Yes | DV3210B | 11/25/2015 | SHUYEN | SHUYEN FABRICATION | PVC - F.V.A | FORMOSA VINYL ADHESIVE | 1 | 385 | FORMOSA VINYL ADHESIVE 410g | FORMOSA VINYL ADHESIVE 410g
Yes | DV3211B | 11/25/2015 | BIOGREEN | BIOGREEN MIRACLE MARKETING | FIL SS ORP | ORP - IONIZED WATER FILTER STAINLESS | 1 | 1200 | JYF ORP-IONIZED WATER FILTER STAINLESS | JYF ORP-IONIZED WATER FILTER STAINLESS
Yes | DV3211B | 11/25/2015 | BIOGREEN | BIOGREEN MIRACLE MARKETING | FIL SS JYF | ST - ENERGY WATER FILTER STAINLESS (JYF) | 1 | 1350 | JYF ST-ENERGY WATER FILTER STAINLESS | JYF ST-ENERGY WATER FILTER STAINLESS
Yes | DV3212B | 11/25/2015 | ABDIEL | ABDIEL ROMAN | ACCS_BRAC ST | BRACKET STEEL TAIWAN (new) | 1 | 60 | BRACKET STEEL TAIWAN (NEW) | BRACKET STEEL TAIWAN (NEW)
Yes | DV3213B | 11/25/2015 | CHUA A. | ABEL CHUA | JACO C-C0001L | JACO PN-4 1/4"x1/4" male pipe straigth (china) | 2 | 80 | JACO PN-4 - 1/4" x 1/4" male pipe straigth (china) | JACO PN-4 - 1/4" x 1/4" male pipe straigth (china)
Yes | DV3213B | 11/25/2015 | CHUA A. | ABEL CHUA | HOUSING CBP-302-14 GR | TRANSPARENT EMPTY SHELL 10" - GREEN CAP | 2 | 150 | TRANSPARENT EMPTY SHELL 10" - GREEN CAP | TRANSPARENT EMPTY SHELL 10" - GREEN CAP
Yes | DV3214BG | 11/25/2015 | CHUA JAKE | JAKE CHUA | GAL_SEAL OVERALL | OVER-ALL UMBRELLA CAP SEAL 1,000pcs./2pack | 2 | 280 | OVER-ALL UMBRELLA CAP SEAL 1,000pcs/2PACK | OVER-ALL UMBRELLA CAP SEAL 1,000pcs/2PACK
Yes | DV3214BG | 11/25/2015 | CHUA JAKE | JAKE CHUA | GAL_SEAL FCT | FAUCET SEAL (80mm x 50mm) 1,000pcs./PACK | 2 | 180 | FAUCET SEAL (80mm x 50mm) 1,000pcs/PACK | FAUCET SEAL (80mm x 50mm) 1,000pcs/PACK
Yes | DV3214BG | 11/25/2015 | CHUA JAKE | JAKE CHUA | GAL_SEAL SMALL | SMALL CAP SEAL (68mm x 30mm) 1,000pcs./PACK | 2 | 130 | SMALL CAP SEAL (68mm x 30mm) 1,000pcs/2PACK | SMALL CAP SEAL (68mm x 30mm) 1,000pcs/2PACK
Yes | DV3215B | 11/26/2015 | HP | HIGH PURITY TECHNOLOGIES, INC. | FIL PRIME 10SL | PURE PRIME 10SL - 5 MICRON ( no embossed) | 41 | 50 | #N/A | PURE PRIME 10SL - 5 MICRON ( no embossed)
Yes | DV3216B | 11/26/2015 | VKC | VKC INCORPORATED | FIL EMP 2in1 10SL | EMPRESS 10SL 2 in 1 FILTER | 2 | 385 | EMPRESS 10SL 2 in 1 FILTER | EMPRESS 10SL 2 in 1 FILTER
Yes | DV3217B | 11/26/2015 | EDC | EDGAR DELA CERNA | FIL 1003A UF | 1004A UF MEMBRANE FILTER | 1 | 595 | 1004A UF MEMBRANE FILTER | 1004A UF MEMBRANE FILTER
Yes | DV3217B | 11/26/2015 | EDC | EDGAR DELA CERNA | FIL 1004A POST | 1003A POST CARBON FILTER | 2 | 375 | 1003A POST CARBON FILTER | 1003A POST CARBON FILTER
Yes | DV3217B | 11/26/2015 | EDC | EDGAR DELA CERNA | FIL 1002A PRE | 1002A PRE CARBON FILTER | 2 | 320 | 1002A PRE CARBON FILTER | 1002A PRE CARBON FILTER
Yes | DV3217B | 11/26/2015 | EDC | EDGAR DELA CERNA | FIL PRIME20SL-PP5 | PURE PRIME 20SL - 5 MICRON | 1 | 90 | PURE PRIME 20SL - 5 MICRON | PURE PRIME 20SL - 5 MICRON
Yes | DV3217B | 11/26/2015 | EDC | EDGAR DELA CERNA | FIL PRIME10SL-PP1 | PURE PRIME 10SL - 1 MICRON | 2 | 45 | PURE PRIME 10SL - 1 MICRON | PURE PRIME 10SL - 1 MICRON
Yes | DV3217B | 11/26/2015 | EDC | EDGAR DELA CERNA | FIL PRIME CBF10SL | PURE PRIME 10SL - CARBON Filter | 3 | 160 | PURE PRIME 10SL - CARBON Filter | PURE PRIME 10SL - CARBON Filter
Yes | DV3217B | 11/26/2015 | EDC | EDGAR DELA CERNA | FIL CBC 20SL | PENTEK CBC - 20 SLIM Carbon Block Filter | 1 | 1200 | PENTEK CBC - 20 SL (carbon block filter) | PENTEK CBC - 20 SL (carbon block filter)
Yes | DV3217B | 11/26/2015 | EDC | EDGAR DELA CERNA | FIL PRIME CBF20SL | PURE PRIME 20SL - CARBON Filter | 2 | 300 | PURE PRIME 20SL - CARBON Filter | PURE PRIME 20SL - CARBON Filter
Yes | DV3217B | 11/26/2015 | EDC | EDGAR DELA CERNA | FIL PRIME20BB-PP5 | PURE PRIME 20BB - 5 MICRON | 1 | 500 | PURE PRIME 20BB - 5 MICRON | PURE PRIME 20BB - 5 MICRON
Yes | DV3217B | 11/26/2015 | EDC | EDGAR DELA CERNA | FIL AB20" 1 | PURE PRIME ANTI-BACTERIAL 20SL - 1 MICRON | 2 | 300 | PURE PRIME ANTI-BACTERIAL 20SL - 1 MICRON | PURE PRIME ANTI-BACTERIAL 20SL - 1 MICRON
Yes | DV3218B | 11/26/2015 | OLAY | MS. MELISSA OLAY | ACCS_HEAT | HEAT GUN AP1600W model | 1 | 850 | HEAT GUN AP1600W model | HEAT GUN AP1600W model
Yes | DV3219B | 11/26/2015 | AGUA CHERUBIN | AGUA CHERUBIN REFILLING STATION | FIL HYDRO 20 PP_1 | HYDROSEP 20SL - 5 MICRON | 11 | 120 | #N/A | HYDROSEP 20SL - 5 MICRON
Yes | DV3219B | 11/26/2015 | AGUA CHERUBIN | AGUA CHERUBIN REFILLING STATION | FIL HYDRO 20 PP_1 | HYDROSEP 20SL - 1 MICRON | 10 | 120 | #N/A | HYDROSEP 20SL - 1 MICRON
Yes | DV3220B | 11/26/2015 | QUEEN ASIA | QUEEN ASIA ENT. | PUMP-APC 2 | AUTOMATIC PRESS CONTROL (MAC 02) | 1 | 1500 | MAZAKI AUTOMATIC PRESS CONTROL (MAC 02) | MAZAKI AUTOMATIC PRESS CONTROL (MAC 02)
Yes | DV3220B | 11/26/2015 | QUEEN ASIA | QUEEN ASIA ENT. | PVC- TEFLON | TEFLON TAPE | 50 | 13 | TITANIUM TEFLON TAPE 3/4" | TITANIUM TEFLON TAPE 3/4"
Yes | DV3220B | 11/26/2015 | QUEEN ASIA | QUEEN ASIA ENT. | ACCS_FLCR | RADAR FLUID LEVEL CONTROLLER | 4 | 280 | ST-70AB RADAR FLUID LEVEL CONTROLLER | ST-70AB RADAR FLUID LEVEL CONTROLLER
Yes | DV3220B | 11/26/2015 | QUEEN ASIA | QUEEN ASIA ENT. | ACCS_FVC 3/4" | FLOAT VALVE CONTROL 3/4" | 3 | 260 | FLOAT VALVE CONTROL 3/4" | FLOAT VALVE CONTROL 3/4"
Yes | DV3220B | 11/26/2015 | QUEEN ASIA | QUEEN ASIA ENT. | PVC AP_COUP PLN_1 | AP COUPLING PLAIN 1" | 5 | 15 | ZYPE COUPLING PLAIN 1" | ZYPE COUPLING PLAIN 1"
Yes | DV3220B | 11/26/2015 | QUEEN ASIA | QUEEN ASIA ENT. | PVC AP_COUP PLN_3/4 | AP COUPLING PLAIN 3/4" | 5 | 10 | ZYPE COUPLING PLAIN 3/4" | ZYPE COUPLING PLAIN 3/4"
Yes | DV3220B | 11/26/2015 | QUEEN ASIA | QUEEN ASIA ENT. | PVC AP_COUP PLN_1/2 | AP COUPLING PLAIN 1/2" | 5 | 6 | ZYPE COUPLING PLAIN 1/2" | ZYPE COUPLING PLAIN 1/2"
Yes | DV3220B | 11/26/2015 | QUEEN ASIA | QUEEN ASIA ENT. | ACCS_BRAC ST | BRACKET STEEL TAIWAN (new) | 2 | 0 | BRACKET STEEL TAIWAN (NEW) | BRACKET STEEL TAIWAN (NEW)
Yes | DV3220B | 11/26/2015 | QUEEN ASIA | QUEEN ASIA ENT. | ACCS_SCREW1 | SCREW for SL HOUSING | 8 | 0 | SCREW FOR SL HOUSING | SCREW FOR SL HOUSING
Yes | DV3220B | 11/26/2015 | QUEEN ASIA | QUEEN ASIA ENT. | HOUSING SCH_10S | SLIM CLEAR HOUSING 10" npt 3/4" Taiwan | 2 | 650 | (bdle) SLIM CLEAR HOUSING 10" npt 3/4" TAIWAN w/ ACCS. | (bdle) SLIM CLEAR HOUSING 10" npt 3/4" TAIWAN w/ ACCS.
Yes | DV3222B | 11/26/2015 | PELIAS | MS. JOSSETTE G. PELIAS | FIL HYDRO 20SL CBF(WO) | HYDROSEP 20SL - CARBON Block (w/O net inside) | 2 | 550 | HYDROSEP 20SL - CBF (carbon block filter) W/O NET | HYDROSEP 20SL - CBF (carbon block filter) W/O NET
Yes | DV3222B | 11/26/2015 | PELIAS | MS. JOSSETTE G. PELIAS | ACCS_HEAT | HEAT GUN AP1600W model | 2 | 550 | HEAT GUN AP1600W model | HEAT GUN AP1600W model
Yes | DV3222B | 11/26/2015 | PELIAS | MS. JOSSETTE G. PELIAS | FIL WC 20SL-CBF | WATERCHECK 20SL - CBF | 3 | 280 | #N/A | WATERCHECK 20SL - CBF
Yes | DV3222B | 11/26/2015 | PELIAS | MS. JOSSETTE G. PELIAS | FIL HYDRO 10SL CBF | HYDROSEP 10SL - CBF | 2 | 275 | #N/A | HYDROSEP 10SL - CBF
Yes | DV3222B | 11/26/2015 | PELIAS | MS. JOSSETTE G. PELIAS | FIL HYDRO 10PP_1 | HYDROSEP 10SL - 5 MICRON | 10 | 50 | #N/A | HYDROSEP 10SL - 5 MICRON
Yes | DV3223B | 11/26/2015 | SOLAR ICE | SOLAR ICE ENTERPRISES | PVC - B MA3/4 | CLASS B - MALE ADAPTOR 3/4" | 20 | 12 | CLASS B - MALE ADAPTOR 3/4" | CLASS B - MALE ADAPTOR 3/4"
Yes | DV3223B | 11/26/2015 | SOLAR ICE | SOLAR ICE ENTERPRISES | FIL EMP 2in1 10SL | EMPRESS 10SL 2 in 1 FILTER | 4 | 200 | EMPRESS 10SL 2 in 1 FILTER | EMPRESS 10SL 2 in 1 FILTER
Yes | DV3223B | 11/26/2015 | SOLAR ICE | SOLAR ICE ENTERPRISES | HOUSING EMP SCH_10 | EMPRESS SLIM CLEAR HOUSING 10SL npt 1/4" | 4 | 350 | EMPRESS SLIM CLEAR HOUSING 10" npt 1/4" | EMPRESS SLIM CLEAR HOUSING 10" npt 1/4"
Yes | DV3224B | 11/26/2015 | APY | APY FOOD PROCESSING | PRE VALVE 3/4" QUEEN | SOLENOID VALVE 3/4" BRASS QUEEN - 20kgs. | 1 | 3200 | SOLENOID VALVE 3/4" BRASS QUEEN (20kgs.) | SOLENOID VALVE 3/4" BRASS QUEEN (20kgs.)
Yes | DV3224B | 11/26/2015 | APY | APY FOOD PROCESSING | FIL HYDRO 10PP_1 | HYDROSEP 10SL - 5 MICRON | 2 | 80 | #N/A | HYDROSEP 10SL - 5 MICRON
Yes | DV3224B | 11/26/2015 | APY | APY FOOD PROCESSING | PVC AP_MPT_3/4 | AP MALE PATENTE THREADED 3/4" | 2 | 70 | ZYPE MALE PATENTE THREADED 3/4" | ZYPE MALE PATENTE THREADED 3/4"
Yes | DV3224B | 11/26/2015 | APY | APY FOOD PROCESSING | PVC AP_COUP PLN_3/4 | AP COUPLING PLAIN 3/4" | 1 | 9 | ZYPE COUPLING PLAIN 3/4" | ZYPE COUPLING PLAIN 3/4"
Yes | DV3225B | 11/26/2015 | AQUA JOSS | AQUA JOSS | FIL WC 20BB-PP | WATERCHECK 20BB - 5 MICRON | 1 | 700 | #N/A | WATERCHECK 20BB - 5 MICRON
Yes | DV3226B | 11/26/2015 | GOLDEN TOP | GOLDEN TOP MARKETING INTERNATIONAL | FIL HYDRO 20 PP_1 | HYDROSEP 20SL - 5 MICRON | 2 | 120 | #N/A | HYDROSEP 20SL - 5 MICRON
Yes | DV3227B | 11/26/2015 | DI MAANO J. | JOEL DI MAANO | ACCS_TDS LTHR | TDS METER w/ LEATHER CASE | 1 | 1200 | HM-3 TDS METER w/ LEATHER CASE | HM-3 TDS METER w/ LEATHER CASE
Yes | DV3227B | 11/26/2015 | DI MAANO J. | JOEL DI MAANO | PRE MPC2 | MAZAKI brand MPC-2 | 2 | 450 | MAZAKI PRESSURE SWITCH MPC-2 | MAZAKI PRESSURE SWITCH MPC-2
Yes | DV3227B | 11/26/2015 | DI MAANO J. | JOEL DI MAANO | ACCS_HEAT | HEAT GUN AP1600W model | 1 | 700 | HEAT GUN AP1600W model | HEAT GUN AP1600W model
Yes | DV3227B | 11/26/2015 | DI MAANO J. | JOEL DI MAANO | MF SSALT CLARO | CLARO VIDA SOLAR SALT (50kgs.) | 1 | 500 | CLARO VIDA SOLAR SALT (50kgs.) | CLARO VIDA SOLAR SALT (50kgs.)
Yes | DV3227B | 11/26/2015 | DI MAANO J. | JOEL DI MAANO | MF RESIN H-C100E | RESIN H-C 100E (new) | 1 | 2000 | HI-GRADE RESIN H-C 100E | HI-GRADE RESIN H-C 100E
Yes | DV3227B | 11/26/2015 | DI MAANO J. | JOEL DI MAANO | MF ACT. CBF PURE8x12 | PURE PRIME ACTIVATED CARBON 8 x 12 | 1 | 2500 | PURE PRIME ACTIVATED CARBON 8 x 12 | PURE PRIME ACTIVATED CARBON 8 x 12
Yes | DV3227B | 11/26/2015 | DI MAANO J. | JOEL DI MAANO | MF ANTRA | ANTHRACITE (James Cumming)) | 1 | 2100 | JAMES CUMMING ANTHRACITE 0.83mm | JAMES CUMMING ANTHRACITE 0.83mm
Yes | DV3227B | 11/26/2015 | DI MAANO J. | JOEL DI MAANO | MF SSAND | SILICA SAND | 1 | 500 | SILICA SAND | SILICA SAND
Yes | DV3227B | 11/26/2015 | DI MAANO J. | JOEL DI MAANO | MF PBL5 | PEBBLES #5 | 1 | 500 | PEBBLES #5 | PEBBLES #5
Yes | DV3227B | 11/26/2015 | DI MAANO J. | JOEL DI MAANO | HOSE J1/2 B | JOHN GUEST HOSE 1/2" BLUE color | 3 | 120 | JOHN GUEST HOSE 1/2" BLUE color (75 meter/roll) | JOHN GUEST HOSE 1/2" BLUE color (75 meter/roll)
Yes | DV3227B | 11/26/2015 | DI MAANO J. | JOEL DI MAANO | FCET_GOOSE | GOOSENECK FAUCET ONLY | 4 | 250 | FF-800 GOOSENECK FAUCET ONLY | FF-800 GOOSENECK FAUCET ONLY
Yes | DV3227B | 11/26/2015 | DI MAANO J. | JOEL DI MAANO | JAC_CONN 1088 | JACO FIBRA 1088 (1/2x1/2) 220psi | 6 | 84 | JACO FIBRA 1088 - 1/2mm x 1/2" male straight (US 220psi) | JACO FIBRA 1088 - 1/2mm x 1/2" male straight (US 220psi)
Yes | DV3227B | 11/26/2015 | DI MAANO J. | JOEL DI MAANO | JAC_CONN 4088 | JACO FIBRA 4088 (1/2x1/2) 220psi | 6 | 106 | JACO FIBRA 4088 - 1/2mm x 1/2" male elbow (US 220psi) | JACO FIBRA 4088 - 1/2mm x 1/2" male elbow (US 220psi)
Yes | DV3227B | 11/26/2015 | DI MAANO J. | JOEL DI MAANO | JAC_CONN 708 | JACO FIBRA 708 (1/2x1/2) 220psi | 1 | 172 | JACO FIBRA 708 - 1/2mm x 1/2" union tee (US 220psi) | JACO FIBRA 708 - 1/2mm x 1/2" union tee (US 220psi)
Yes | DV3227B | 11/26/2015 | DI MAANO J. | JOEL DI MAANO | PRE REG1/2 | PRESSURE REGULATOR 1/2 ss - CHINA | 1 | 1800 | PRESSURE REGULATOR 1/2" SS - CHINA | PRESSURE REGULATOR 1/2" SS - CHINA
Yes | DV3228B | 11/26/2015 | MANTE | MS. SOLAIDA L. MANTE | FIL HYDRO 20SL CBF(WO) | HYDROSEP 20SL - CARBON Block (w/O net inside) | 2 | 480 | HYDROSEP 20SL - CBF (carbon block filter) W/O NET | HYDROSEP 20SL - CBF (carbon block filter) W/O NET
Yes | DV3228B | 11/26/2015 | MANTE | MS. SOLAIDA L. MANTE | FIL HYDRO 20 PP_1 | HYDROSEP 20SL - 1 MICRON | 1 | 95 | #N/A | HYDROSEP 20SL - 1 MICRON
Yes | DV3229B | 11/26/2015 | MARIANO | FERDINAND MARIANO | JAC_CONN 4084 | JACO FIBRA 4084 (1/2x1/4) 220psi | 2 | 106 | JACO FIBRA 4084 - 1/2mm x 1/4" male elbow (US 220psi) | JACO FIBRA 4084 - 1/2mm x 1/4" male elbow (US 220psi)
Yes | DV3229B | 11/26/2015 | MARIANO | FERDINAND MARIANO | JAC_CONN 2588 | JACO FIBRA 2588 (1/2"x1/2") 220psi | 2 | 96 | JACO FIBRA 2588 - 1/2mm x 1/2" female straight (US 220psi) | JACO FIBRA 2588 - 1/2mm x 1/2" female straight (US 220psi)
Yes | DV3230B | 11/26/2015 | DI MAANO J. | JOEL DI MAANO | FIL PRIME CBF10SL | PURE PRIME 10SL - CARBON Filter | 1 | 160 | PURE PRIME 10SL - CARBON Filter | PURE PRIME 10SL - CARBON Filter
Yes | DV3230B | 11/26/2015 | DI MAANO J. | JOEL DI MAANO | FIL HYDRO 20SL CBF(WO) | HYDROSEP 20SL - CARBON Block (w/O net inside) | 2 | 550 | HYDROSEP 20SL - CBF (carbon block filter) W/O NET | HYDROSEP 20SL - CBF (carbon block filter) W/O NET
Yes | DV3230B | 11/26/2015 | DI MAANO J. | JOEL DI MAANO | FIL WC 10SL-PP | WATERCHECK 10SL - 5 MICRON | 2 | 60 | #N/A | WATERCHECK 10SL - 5 MICRON
Yes | DV3230B | 11/26/2015 | DI MAANO J. | JOEL DI MAANO | FIL WC 20SLPP | WATERCHECK 20SL - 5 MICRON | 3 | 80 | #N/A | WATERCHECK 20SL - 5 MICRON
Yes | DV3230B | 11/26/2015 | DI MAANO J. | JOEL DI MAANO | FIL WC 20SLPP | WATERCHECK 20SL - 10 MICRON | 2 | 80 | #N/A | WATERCHECK 20SL - 10 MICRON
Yes | DV3230B | 11/26/2015 | DI MAANO J. | JOEL DI MAANO | FIL WR30 20SL | WATERCHECK 20SL - WR30 | 1 | 350 | #N/A | WATERCHECK 20SL - WR30
Yes | DV3230B | 11/26/2015 | DI MAANO J. | JOEL DI MAANO | PRE PG 350 CLAMP | PRESSURE GAUGE 350 PSI - CLAMP | 1 | 450 | PRESSURE GAUGE 350 PSI - CLAMP | PRESSURE GAUGE 350 PSI - CLAMP
Yes | DV3230B | 11/26/2015 | DI MAANO J. | JOEL DI MAANO | PRE PG 100 CLAMP | PRESSURE GAUGE 100 PSI - CLAMP | 1 | 450 | PRESSURE GAUGE 100 PSI - CLAMP | PRESSURE GAUGE 100 PSI - CLAMP
Yes | DV3230B | 11/26/2015 | DI MAANO J. | JOEL DI MAANO | PRE FM 5ZK300K3 | FLOWMETER PANEL 5 GPM AQUA (176mm.) small | 2 | 950 | FLOWMETER PANEL 5 GPM (AQUA 176mm-SHORT) | FLOWMETER PANEL 5 GPM (AQUA 176mm-SHORT)
Yes | DV3230B | 11/26/2015 | DI MAANO J. | JOEL DI MAANO | PRE VALVE 1/2 SAN | SOLENOID VALVE 1/2" BRASS SANLIXIN - 10kg. | 1 | 1800 | SOLENOID VALVE 1/2" BRASS SANLIXIN (10kg) | SOLENOID VALVE 1/2" BRASS SANLIXIN (10kg)
Yes | DV3230B | 11/26/2015 | DI MAANO J. | JOEL DI MAANO | PRE MPC-06 | MASAKI LOW PRESSURE SWITCH MPC-06 | 1 | 1000 | MASAKI LOW PRESSURE SWITCH MPC-06 | MASAKI LOW PRESSURE SWITCH MPC-06
Yes | DV3230B | 11/26/2015 | DI MAANO J. | JOEL DI MAANO | ACCS_FLCR | RADAR FLUID LEVEL CONTROLLER | 2 | 350 | ST-70AB RADAR FLUID LEVEL CONTROLLER | ST-70AB RADAR FLUID LEVEL CONTROLLER
Yes | DV3230B | 11/26/2015 | DI MAANO J. | JOEL DI MAANO | ACCS_HC | HOSE CONNECTOR for PRESSURE TANK | 2 | 0 | HOSE CONNECTOR for PRESSURE TANK | HOSE CONNECTOR for PRESSURE TANK
Yes | DV3230B | 11/26/2015 | DI MAANO J. | JOEL DI MAANO | TANK_21L HYBLUE | PRESSURE TANK 22.7ltrs. (6 gallon) blue HYDROSEP | 2 | 2100 | (bdle) PRESSURE TANK 6 GALLON/22.7L. HYDROSEP BLUE w/ CONNECTOR | (bdle) PRESSURE TANK 6 GALLON/22.7L. HYDROSEP BLUE w/ CONNECTOR
Yes | DV3231B | 11/26/2015 | DI MAANO J. | JOEL DI MAANO | HOUSING CBP-302-13 YL | TRANSPARENT EMPTY SHELL 10" - YELLOW CAP | 1 | 0 | TRANSPARENT EMPTY SHELL 10" - YELLOW CAP | TRANSPARENT EMPTY SHELL 10" - YELLOW CAP
Yes | DV3231B | 11/26/2015 | DI MAANO J. | JOEL DI MAANO | HOUSING CBP-302-14 GR | TRANSPARENT EMPTY SHELL 10" - GREEN CAP | 1 | 0 | TRANSPARENT EMPTY SHELL 10" - GREEN CAP | TRANSPARENT EMPTY SHELL 10" - GREEN CAP
Yes | DV3231B | 11/26/2015 | DI MAANO J. | JOEL DI MAANO | MF BP-505-1 ISMW | INFRARED STONE MEDIA WHITE | 1 | 550 | BP-505-1 INFRARED STONE MEDIA WHITE (taiwan) | BP-505-1 INFRARED STONE MEDIA WHITE (taiwan)
Yes | DV3231B | 11/26/2015 | DI MAANO J. | JOEL DI MAANO | MF BP-505-2 ABAM | ANTI-BACTERIAL ALKALINE MEDIA | 1 | 750 | BP-505-2 ANTI-BACTERIAL ALKALINE MEDIA (taiwan) | BP-505-2 ANTI-BACTERIAL ALKALINE MEDIA (taiwan)
Yes | DV3231B | 11/26/2015 | DI MAANO J. | JOEL DI MAANO | HOSE 108_2 | HOSE 10 x 8 mm. BLACK color | 1 | 80 | TPUCO HOSE 10 x 8 mm. BLACK color (100 meter/roll) | TPUCO HOSE 10 x 8 mm. BLACK color (100 meter/roll)
Yes | DV3231B | 11/26/2015 | DI MAANO J. | JOEL DI MAANO | ACCS_BRINE | BRINE WELL for BRINE TANK | 1 | 0 | BRINE WELL for BRINE TANK (64L/105L) | BRINE WELL for BRINE TANK (64L/105L)
Yes | DV3231B | 11/26/2015 | DI MAANO J. | JOEL DI MAANO | FRP BT 64L | BRINE TANK 64 L. (gray) | 1 | 1800 | BRINE TANK 64 L. GRAY (wave cyber) | BRINE TANK 64 L. GRAY (wave cyber)
Yes | DV3231B | 11/26/2015 | DI MAANO J. | JOEL DI MAANO | ACCS_SCREW1 | SCREW for SL HOUSING | 40 | 0 | SCREW FOR SL HOUSING | SCREW FOR SL HOUSING
Yes | DV3231B | 11/26/2015 | DI MAANO J. | JOEL DI MAANO | ACCS_BRAC ST | BRACKET STEEL TAIWAN (new) | 10 | 0 | BRACKET STEEL TAIWAN (NEW) | BRACKET STEEL TAIWAN (NEW)
Yes | DV3231B | 11/26/2015 | DI MAANO J. | JOEL DI MAANO | ACCS_SPNR SL T | SPANNER WRENCH SLIM 20" TAIWAN | 1 | 0 | (zero price) SPANNER WRENCH SLIM 20" TAIWAN (BLACK) | (zero price) SPANNER WRENCH SLIM 20" TAIWAN (BLACK)
Yes | DV3231B | 11/26/2015 | DI MAANO J. | JOEL DI MAANO | ACCS_SPNR SL C | SPANNER WRENCH SLIM 20" CHINA | 1 | 0 | (zero price) SPANNER WRENCH SLIM 20" CHINA (BLACK) | (zero price) SPANNER WRENCH SLIM 20" CHINA (BLACK)
Yes | DV3231B | 11/26/2015 | DI MAANO J. | JOEL DI MAANO | HOUSING SCH_10S | SLIM CLEAR HOUSING 10" npt 3/4" Taiwan | 2 | 700 | (bdle) SLIM CLEAR HOUSING 10" npt 3/4" TAIWAN w/ ACCS. | (bdle) SLIM CLEAR HOUSING 10" npt 3/4" TAIWAN w/ ACCS.
Yes | DV3231B | 11/26/2015 | DI MAANO J. | JOEL DI MAANO | HOUSING SCH_20S | SLIM CLEAR HOUSING 20" npt 3/4" Taiwan | 1 | 1500 | (bdle) SLIM CLEAR HOUSING 20" npt 3/4" TAIWAN w/ ACCS. | (bdle) SLIM CLEAR HOUSING 20" npt 3/4" TAIWAN w/ ACCS.
Yes | DV3231B | 11/26/2015 | DI MAANO J. | JOEL DI MAANO | HOUSING SBH_10H | SLIM BLUE HOUSING 10" npt 3/4" Hydrosep | 2 | 650 | (bdle) SLIM BLUE HOUSING 10" npt 3/4" HYDROSEP brand w/ ACCS. | (bdle) SLIM BLUE HOUSING 10" npt 3/4" HYDROSEP brand w/ ACCS.
Yes | DV3231B | 11/26/2015 | DI MAANO J. | JOEL DI MAANO | HOUSING SBHC_2 | SLIM BLUE HOUSING 20" npt 3/4" China (CH20-40) | 5 | 700 | (bdle) SLIM BLUE HOUSING 20" npt 3/4" CHINA (CH20-40) w/ ACCS. | (bdle) SLIM BLUE HOUSING 20" npt 3/4" CHINA (CH20-40) w/ ACCS.
Yes | DV3231B | 11/26/2015 | DI MAANO J. | JOEL DI MAANO | NIP_CS1/2 | COUPLING REDUCER STAINLESS 1/2 X 1/4 | 3 | 70 | BUSHING REDUCER M-F 1/2" x 1/4" HEX PIPE STAINLESS | BUSHING REDUCER M-F 1/2" x 1/4" HEX PIPE STAINLESS
Yes | DV3231B | 11/26/2015 | DI MAANO J. | JOEL DI MAANO | HOSE J1/2 B | JOHN GUEST HOSE 1/2" BLUE color | 2 | 120 | JOHN GUEST HOSE 1/2" BLUE color (75 meter/roll) | JOHN GUEST HOSE 1/2" BLUE color (75 meter/roll)
Yes | DV3232B | 11/26/2015 | DI MAANO J. | JOEL DI MAANO | ACCS_STSB | STRAINER H 2807 | 3 | 0 | #N/A | STRAINER H 2807
Yes | DV3232B | 11/26/2015 | DI MAANO J. | JOEL DI MAANO | ACCS_RTUBE | RISER TUBE ONLY (10x54) | 3 | 0 | RISER TUBE for 10 x 54 FRP | RISER TUBE for 10 x 54 FRP
Yes | DV3232B | 11/26/2015 | DI MAANO J. | JOEL DI MAANO | FRP 1054 WV_2 | FRP TANK 10" x 54" WAVE CYBER BLUE color | 3 | 2800 | (bdle) FRP TANK 10" x 54" (-2.5T) WAVE CYBER BLUE color w/ ACCS. | (bdle) FRP TANK 10" x 54" (-2.5T) WAVE CYBER BLUE color w/ ACCS.
Yes | DV3232B | 11/26/2015 | DI MAANO J. | JOEL DI MAANO | UV SET X-6TC | ULTRA VIOLET SET 6 GPM - TEDITO brand (china) | 2 | 5000 | ULTRA VIOLET TEDITO SET 6 GPM (china) | ULTRA VIOLET TEDITO SET 6 GPM (china)
Yes | DV3232B | 11/26/2015 | DI MAANO J. | JOEL DI MAANO | ACCS_STS | STRAINER H 2805 | 3 | 0 | #N/A | STRAINER H 2805
Yes | DV3232B | 11/26/2015 | DI MAANO J. | JOEL DI MAANO | VH MSOFT | MANUAL HEAD SOFTENER F64A 2.5" | 1 | 1500 | RUNXIN MANUAL HEAD F64A SOFTENER 2.5" (4m³/h) | RUNXIN MANUAL HEAD F64A SOFTENER 2.5" (4m³/h)
Yes | DV3232B | 11/26/2015 | DI MAANO J. | JOEL DI MAANO | VH MSED | MANUAL HEAD SEDIMENT F56A3 2.5" | 2 | 1200 | RUNXIN MANUAL HEAD F56A3 SEDIMENT (4m³/h) | RUNXIN MANUAL HEAD F56A3 SEDIMENT (4m³/h)
Yes | DV3232B | 11/26/2015 | DI MAANO J. | JOEL DI MAANO | STL SS304 - A | SS304 VESSEL w/ PLASTIC END CAP - A(1/2x1/2) | 1 | 4500 | #N/A | SS304 VESSEL w/ PLASTIC END CAP - A(1/2x1/2)
Yes | DV3232B | 11/26/2015 | DI MAANO J. | JOEL DI MAANO | STL EC-2 | PLASTIC END CAP ONLY 1/2X1/2 | 2 | 0 | PLASTIC END CAP ONLY 1/2" x 1/2" | PLASTIC END CAP ONLY 1/2" x 1/2"
Yes | DV3232B | 11/26/2015 | DI MAANO J. | JOEL DI MAANO | PUMP ATS550 | AQUA TEDELA ATS-550 3/4hp (0.55kw) | 1 | 3800 | AQUA TEDELA ATS-550 3/4hp (0.55kw) | AQUA TEDELA ATS-550 3/4hp (0.55kw)
Yes | DV3232B | 11/26/2015 | DI MAANO J. | JOEL DI MAANO | PUMP ATS1000 | AQUA TEDELA ATS-1000 1.3hp (1kw) | 1 | 4600 | AQUA TEDELA ATS-1000 1.3hp (1kw) | AQUA TEDELA ATS-1000 1.3hp (1kw)
Yes | DV3232B | 11/26/2015 | DI MAANO J. | JOEL DI MAANO | PUMP CHL2-40 | CNP CHL2-40 (1.5hp) 1.1kw. 1PH | 1 | 10790 | #N/A | CNP CHL2-40 (1.5hp) 1.1kw. 1PH
Yes | DV3232B | 11/26/2015 | DI MAANO J. | JOEL DI MAANO | MEM_ULP31-4040 | VONTRON MEMBRANE ULP31 - 40 x 40 | 1 | 8000 | VONTRON MEMBRANE ULP31 40 x 40 | VONTRON MEMBRANE ULP31 40 x 40
Yes | DV3232B | 11/26/2015 | DI MAANO J. | JOEL DI MAANO | ACCS_AQUG1 | AQUAMETER GALLON M-08-US | 1 | 2500 | AQUAMETER GALLON M-08-US | AQUAMETER GALLON M-08-US
Yes | DV3233B | 11/27/2015 | HAIMEHEN | HAIMEHEN ENGINEERING SALES & SERVICE | SP_FSPCF1/4" | FITTING STAINLESS SPCF 1/4" (4x7.5) fm. Str. Thrd. | 21 | 60 | FITTING STAINLESS SPCF 1/4" (4x7.5) female straight | FITTING STAINLESS SPCF 1/4" (4x7.5) female straight
Yes | DV3233B | 11/27/2015 | HAIMEHEN | HAIMEHEN ENGINEERING SALES & SERVICE | SP_FSPC1/2" | FITTING STAINLESS SPC 1/2" (4x7.5) m. str. Thread | 21 | 60 | FITTING STAINLESS SPC 1/2" (4x7.5) male straight | FITTING STAINLESS SPC 1/2" (4x7.5) male straight
Yes | DV3234BG | 11/26/2015 | AQUADI | AQUA DIMENSIONE | GAL_SHC | SLIM HALF CONTAINER 2.5 GALLON | 1 | 110 | SLIM HALF CONTAINER 2.5 GALLON | SLIM HALF CONTAINER 2.5 GALLON
Yes | DV3235B | 11/26/2015 | BARIA E. | ERWIN BARIA | CARTRIDGE_12 EUR T3S | EUREKA T3S 10" (triple cartridge) | 1 | 1980 | EUREKA EWPS-3S T3S 10" | EUREKA EWPS-3S T3S 10"
Yes | DV3236BG | 11/26/2015 | AQUADI | AQUA DIMENSIONE | GAL_SML FCT | FAUCET FOR SLIM CONTAINER GREEN color | 10 | 25 | FAUCET FOR SLIM CONTAINER GREEN color | FAUCET FOR SLIM CONTAINER GREEN color
Yes | DV3237B | 11/26/2015 | AQUADI | AQUA DIMENSIONE | FIL HYDRO 20SL CBF(WO) | HYDROSEP 20SL - CARBON Block (w/O net inside) | 2 | 550 | HYDROSEP 20SL - CBF (carbon block filter) W/O NET | HYDROSEP 20SL - CBF (carbon block filter) W/O NET
Yes | DV3237B | 11/26/2015 | AQUADI | AQUA DIMENSIONE | FIL WC 20SLPP | WATERCHECK 20SL - 5 MICRON | 12 | 80 | #N/A | WATERCHECK 20SL - 5 MICRON
Yes | DV3237B | 11/26/2015 | AQUADI | AQUA DIMENSIONE | MEM_EPJ | ESPA 4 - JAPAN | 2 | 12500 | HYDRONOUTICS ESPA 4 - JAPAN | HYDRONOUTICS ESPA 4 - JAPAN
Yes | DV3239B | 11/26/2015 | OLIVER | MR. OLIVERIO CACCAM | PVC - C-711-0.5L | PVC 711 CEMENT | 1 | 500 | WELD-ON PVC 711 CEMENT 16oz. | WELD-ON PVC 711 CEMENT 16oz.
Yes | DV3239B | 11/26/2015 | OLIVER | MR. OLIVERIO CACCAM | PUMP ATS1000 | AQUA TEDELA ATS-1000 1.3hp (1kw) | 1 | 4370 | AQUA TEDELA ATS-1000 1.3hp (1kw) | AQUA TEDELA ATS-1000 1.3hp (1kw)
Yes | DV3240B | 11/26/2015 | AGANA | AGANA CIRCLE ENT. | ACCS_HEAT | HEAT GUN AP1600W model | 1 | 700 | HEAT GUN AP1600W model | HEAT GUN AP1600W model
Yes | DV3241B | 11/26/2015 | WRI | WRI | MF SSALT CLARO | CLARO VIDA SOLAR SALT (50kgs.) | 1 | 500 | CLARO VIDA SOLAR SALT (50kgs.) | CLARO VIDA SOLAR SALT (50kgs.)
Yes | DV3241B | 11/26/2015 | WRI | WRI | ACCS_HEAT | HEAT GUN AP1600W model | 1 | 700 | HEAT GUN AP1600W model | HEAT GUN AP1600W model
Yes | DV3241B | 11/26/2015 | WRI | WRI | FIL HYDRO 20 PP_1 | HYDROSEP 20SL - 1 MICRON | 3 | 95 | #N/A | HYDROSEP 20SL - 1 MICRON
Yes | DV3241B | 11/26/2015 | WRI | WRI | FIL EP 20SL | PENTEK EP - 20 SLIM | 3 | 580 | PENTEK EP - 20 SLIM | PENTEK EP - 20 SLIM
Yes | DV3241B | 11/26/2015 | WRI | WRI | FIL PRIME CBF20SL | PURE PRIME 20SL - CARBON Filter | 3 | 480 | PURE PRIME 20SL - CARBON Filter | PURE PRIME 20SL - CARBON Filter
Yes | DV3241B | 11/26/2015 | WRI | WRI | MEM_ULP21-4040 | VONTRON MEMBRANE ULP21 - 40 x 40 | 1 | 7500 | VONTRON MEMBRANE ULP21 40 x 40 | VONTRON MEMBRANE ULP21 40 x 40
Yes | DV3241B | 11/26/2015 | WRI | WRI | MF RESIN H-C100E | RESIN H-C 100E (new) | 1 | 1600 | HI-GRADE RESIN H-C 100E | HI-GRADE RESIN H-C 100E
Yes | DV3242BG | 11/26/2015 | WRI | WRI | GAL_RND | ROUND CONTAINER 5 GALLON | 3 | 131 | ROUND CONTAINER 5 GALLON | ROUND CONTAINER 5 GALLON
Yes | DV3243B | 11/26/2015 | FILTRADE | FILTRADE | FIL PRIME CBF20SL | PURE PRIME 20SL - CARBON Filter | 2 | 300 | PURE PRIME 20SL - CARBON Filter | PURE PRIME 20SL - CARBON Filter
Yes | DV3244B | 11/26/2015 | AQUA IVANA | AQUA IVANA | ACCS_AP2000W | HEAT GUN AP2000W model | 1 | 850 | HEAT GUN AP2000W model | HEAT GUN AP2000W model
Yes | DV3245B | 11/26/2015 | MEJJEN | MEJJEN MARKETING | NIP_PB3/4x1/2 | BUSHING REDUCER 3/4 x 1/2 Plastic Black | 2 | 100 | BUSHING REDUCER M-F 3/4" x 1/2" HEX PIPE PLASTIC BLACK | BUSHING REDUCER M-F 3/4" x 1/2" HEX PIPE PLASTIC BLACK
Yes | DV3245B | 11/26/2015 | MEJJEN | MEJJEN MARKETING | FIT_RB3/4x1/2 | REDUCER PLASTIC BLACK 3/4 x 1/2 | 2 | 100 | BUSHING ADAPTER F-M 3/4" x 1/2" PLASTIC BLACK (reducer) | BUSHING ADAPTER F-M 3/4" x 1/2" PLASTIC BLACK (reducer)
Yes | DV3245B | 11/26/2015 | MEJJEN | MEJJEN MARKETING | PVC- TEFLON | TEFLON TAPE | 3 | 15 | TITANIUM TEFLON TAPE 3/4" | TITANIUM TEFLON TAPE 3/4"
Yes | DV3245B | 11/26/2015 | MEJJEN | MEJJEN MARKETING | HOSE 10 X 6.5 B | HOSE 10 x 6.5mm. BLUE color | 1 | 75 | TPUCO HOSE 10 x 6.5 mm. BLUE color (100 meter/roll) | TPUCO HOSE 10 x 6.5 mm. BLUE color (100 meter/roll)
Yes | DV3246BG | 11/26/2015 | MEJJEN | MEJJEN MARKETING | GAL_SLIM | SLIM CONTAINER 5 GALLON | 2 | 131 | SLIM CONTAINER 5 GALLON | SLIM CONTAINER 5 GALLON
Yes | DV3247B | 11/26/2015 | IMMACULATA A | ANTHONY IMMACULATA | FIL PRIME20SL-PP5 | PURE PRIME 20SL - 5 MICRON | 2 | 90 | PURE PRIME 20SL - 5 MICRON | PURE PRIME 20SL - 5 MICRON
Yes | DV3247B | 11/26/2015 | IMMACULATA A | ANTHONY IMMACULATA | FIL PRIME CBF20SL | PURE PRIME 20SL - CARBON Filter | 1 | 300 | PURE PRIME 20SL - CARBON Filter | PURE PRIME 20SL - CARBON Filter
Yes | DV3248B | 11/26/2015 | SEVEN HILLS | SEVEN HILLS WATER STATION | FIL HYDRO 20 PP_1 | HYDROSEP 20SL - 1 MICRON | 5 | 95 | #N/A | HYDROSEP 20SL - 1 MICRON
Yes | DV3248B | 11/26/2015 | SEVEN HILLS | SEVEN HILLS WATER STATION | FIL HYDRO 20 PP_1 | HYDROSEP 20SL - 5 MICRON | 7 | 95 | #N/A | HYDROSEP 20SL - 5 MICRON
Yes | DV3248B | 11/26/2015 | SEVEN HILLS | SEVEN HILLS WATER STATION | FIL HYDRO 20 PP_1 | HYDROSEP 20SL - 10 MICRON | 7 | 95 | #N/A | HYDROSEP 20SL - 10 MICRON
Yes | DV3249B | 11/26/2015 | CHUA J | JUN CHUA | FIL PRIME CBF10SL | PURE PRIME 10SL - CARBON Filter | 1 | 160 | PURE PRIME 10SL - CARBON Filter | PURE PRIME 10SL - CARBON Filter
Yes | DV3249B | 11/26/2015 | CHUA J | JUN CHUA | FIL PRIME10SL-PP5 | PURE PRIME 10SL - 5 MICRON | 1 | 50 | PURE PRIME 10SL - 5 MICRON | PURE PRIME 10SL - 5 MICRON
Yes | DV3250B | 11/27/2015 | FILTERCHEM | FILTERCHEM INC. | FIL SF20PP wp | PUREGEN 20SL - 5 MICRON w/ PLASTIC CORE | 80 | 90 | #N/A | PUREGEN 20SL - 5 MICRON w/ PLASTIC CORE
Yes | DV3250B | 11/27/2015 | FILTERCHEM | FILTERCHEM INC. | FIL NB WP5 - 10SL | PUREGEN 10SL-WP 5 MICRON | 200 | 50 | #N/A | PUREGEN 10SL-WP 5 MICRON
Yes | DV3251B | 11/27/2015 | JAMES L. | FRANCIS LEE | MEM_ULP11-4040 | VONTRON MEMBRANE ULP11 - 40 x 40 | 1 | 6000 | VONTRON MEMBRANE ULP11 40 x 40 | VONTRON MEMBRANE ULP11 40 x 40
Yes | DV3251B | 11/27/2015 | JAMES L. | FRANCIS LEE | MF ACT. CBF PURE8x12 | PURE PRIME ACTIVATED CARBON 8 x 12 | 1 | 2200 | PURE PRIME ACTIVATED CARBON 8 x 12 | PURE PRIME ACTIVATED CARBON 8 x 12
Yes | DV3251B | 11/27/2015 | JAMES L. | FRANCIS LEE | MF RESIN H-C100E | RESIN H-C 100E (new) | 2 | 1400 | HI-GRADE RESIN H-C 100E | HI-GRADE RESIN H-C 100E
Yes | DV3252B | 11/27/2015 | WAY | HEALTHWAY | FCET_UNIB | WD FAUCET UNIVERSAL TYPE BLUE (cold) | 2 | 100 | WD FAUCET UNIVERSAL TYPE BLUE (cold) | WD FAUCET UNIVERSAL TYPE BLUE (cold)
Yes | DV3252B | 11/27/2015 | WAY | HEALTHWAY | FCET_UNIR | WD FAUCET UNIVERSAL TYPE RED (hot) | 2 | 100 | WD FAUCET UNIVERSAL TYPE RED (hot) | WD FAUCET UNIVERSAL TYPE RED (hot)
Yes | DV3252B | 11/27/2015 | WAY | HEALTHWAY | EWD ECO | EUREKA ECONOMY HOT & COLD (S:N15017944) | 1 | 4000 | #N/A | EUREKA ECONOMY HOT & COLD (S:N15017944)
Yes | DV3253BG | 11/27/2015 | WAY | HEALTHWAY | GAL_BIG CUP | BIG CUP FOR SLIM 5 CONTAINER | 10 | 8 | BIG CUP FOR SLIM 5 CONTAINER | BIG CUP FOR SLIM 5 CONTAINER
Yes | DV3253BG | 11/27/2015 | WAY | HEALTHWAY | GAL_SML FCT | FAUCET FOR SLIM CONTAINER GREEN color | 10 | 25 | FAUCET FOR SLIM CONTAINER GREEN color | FAUCET FOR SLIM CONTAINER GREEN color
Yes | DV3254B | 11/27/2015 | DE GUZMAN | MR. SIMON DE GUZMAN | FIL PRIME CBF10SL | PURE PRIME 10SL - CARBON Filter | 2 | 160 | PURE PRIME 10SL - CARBON Filter | PURE PRIME 10SL - CARBON Filter
Yes | DV3254B | 11/27/2015 | DE GUZMAN | MR. SIMON DE GUZMAN | FIL WC 10SL-PP | WATERCHECK 10SL - 1 MICRON | 8 | 45 | #N/A | WATERCHECK 10SL - 1 MICRON
Yes | DV3255B | 11/27/2015 | SOLAR ICE | SOLAR ICE ENTERPRISES |  | PIPE 1/2 | 1 | 0 | ZYPE PIPE 1/2" | ZYPE PIPE 1/2"
Yes | DV3255B | 11/27/2015 | SOLAR ICE | SOLAR ICE ENTERPRISES |  | PPR GATE VALVE 3/4" | 1 | 0 | PPR GATE VALVE 3/4" | PPR GATE VALVE 3/4"
Yes | DV3255B | 11/27/2015 | SOLAR ICE | SOLAR ICE ENTERPRISES |  | PPR PIPE GREEN 3/4" | 1 | 0 | #N/A | PPR PIPE GREEN 3/4"
Yes | DV3255B | 11/27/2015 | SOLAR ICE | SOLAR ICE ENTERPRISES |  | PPR COUPLING PLAIN 3/4" | 8 | 0 | PPR COUPLING PLAIN 3/4" | PPR COUPLING PLAIN 3/4"
Yes | DV3255B | 11/27/2015 | SOLAR ICE | SOLAR ICE ENTERPRISES |  | PPR MALE ELBOW 3/4 | 3 | 0 | PPR MALE ELBOW 3/4" | PPR MALE ELBOW 3/4"
Yes | DV3255B | 11/27/2015 | SOLAR ICE | SOLAR ICE ENTERPRISES |  | BUSHING REDUCER 1" x 3/4" SS | 3 | 0 | BUSHING REDUCER M-F 1" x 3/4" STAINLESS | BUSHING REDUCER M-F 1" x 3/4" STAINLESS
Yes | DV3255B | 11/27/2015 | SOLAR ICE | SOLAR ICE ENTERPRISES |  | HOSE R.O TUBING 1/4 WHITE color | 5 | 0 | CCK R.O TUBING HOSE 1/4" WHITE color (300 meter/roll) | CCK R.O TUBING HOSE 1/4" WHITE color (300 meter/roll)
Yes | DV3255B | 11/27/2015 | SOLAR ICE | SOLAR ICE ENTERPRISES |  | PPR MALE ADAPTOR 3/4 | 1 | 0 | PPR MALE ADAPTOR 3/4" | PPR MALE ADAPTOR 3/4"
Yes | DV3255B | 11/27/2015 | SOLAR ICE | SOLAR ICE ENTERPRISES |  | AP 90 ELBOW PLAIN 1/2" | 0 | 0 | #N/A | AP 90 ELBOW PLAIN 1/2"
Yes | DV3255B | 11/27/2015 | SOLAR ICE | SOLAR ICE ENTERPRISES |  | BUSHING REDUCER 1" x 1/2" STAINLESS | 1 | 0 | BUSHING REDUCER M-F 1" x 1/2" STAINLESS | BUSHING REDUCER M-F 1" x 1/2" STAINLESS
Yes | DV3255B | 11/27/2015 | SOLAR ICE | SOLAR ICE ENTERPRISES |  | VA - 05 SAMPLING COCK 1/4" | 2 |  | VA - 05 SAMPLING COCK 1/4" - STAINLESS | VA - 05 SAMPLING COCK 1/4" - STAINLESS
Yes | DV3255B | 11/27/2015 | SOLAR ICE | SOLAR ICE ENTERPRISES |  | AP-COUPLING REDUCER THREADED 1/2" x 1/4" | 4 |  | #N/A | AP-COUPLING REDUCER THREADED 1/2" x 1/4"
Yes | DV3255B | 11/27/2015 | SOLAR ICE | SOLAR ICE ENTERPRISES |  | INSIDE REDUCER 3/4" x 1/2" | 3 |  | #N/A | INSIDE REDUCER 3/4" x 1/2"
Yes | DV3255B | 11/27/2015 | SOLAR ICE | SOLAR ICE ENTERPRISES |  | INSIDE REDUCER 1" x 3/4" | 3 |  | #N/A | INSIDE REDUCER 1" x 3/4"
Yes | DV3255B | 11/27/2015 | SOLAR ICE | SOLAR ICE ENTERPRISES |  | AP MALE ADAPTOR 1" | 1 |  | ZYPE MALE ADAPTOR 1" | ZYPE MALE ADAPTOR 1"
Yes | DV3255B | 11/27/2015 | SOLAR ICE | SOLAR ICE ENTERPRISES |  | BALL VALVE 1/2" | 3 |  | #N/A | BALL VALVE 1/2"
Yes | DV3255B | 11/27/2015 | SOLAR ICE | SOLAR ICE ENTERPRISES |  | AP TEE PLAIN 1/2" | 3 |  | ZYPE TEE PLAIN 1/2" | ZYPE TEE PLAIN 1/2"
Yes | DV3255B | 11/27/2015 | SOLAR ICE | SOLAR ICE ENTERPRISES |  | TDS METER w/ LEATHER CASE | 1 |  | HM-3 TDS METER w/ LEATHER CASE | HM-3 TDS METER w/ LEATHER CASE
Yes | DV3256B | 11/28/2015 | SOLAR ICE | SOLAR ICE ENTERPRISES |  | PIPE 1/2 | 1 | 0 | ZYPE PIPE 1/2" | ZYPE PIPE 1/2"
Yes | DV3256B | 11/28/2015 | SOLAR ICE | SOLAR ICE ENTERPRISES |  | PPR GATE VALVE 3/4" | 1 | 0 | PPR GATE VALVE 3/4" | PPR GATE VALVE 3/4"
Yes | DV3256B | 11/28/2015 | SOLAR ICE | SOLAR ICE ENTERPRISES |  | PPR PIPE GREEN 3/4" | 1 | 0 | #N/A | PPR PIPE GREEN 3/4"
Yes | DV3256B | 11/28/2015 | SOLAR ICE | SOLAR ICE ENTERPRISES |  | PPR COUPLING PLAIN 3/4" | 8 | 0 | PPR COUPLING PLAIN 3/4" | PPR COUPLING PLAIN 3/4"
Yes | DV3256B | 11/28/2015 | SOLAR ICE | SOLAR ICE ENTERPRISES |  | PPR MALE ELBOW 3/4 | 3 | 0 | PPR MALE ELBOW 3/4" | PPR MALE ELBOW 3/4"
Yes | DV3256B | 11/28/2015 | SOLAR ICE | SOLAR ICE ENTERPRISES |  | BUSHING REDUCER 1" x 3/4" SS | 5 | 0 | BUSHING REDUCER M-F 1" x 3/4" STAINLESS | BUSHING REDUCER M-F 1" x 3/4" STAINLESS
Yes | DV3256B | 11/28/2015 | SOLAR ICE | SOLAR ICE ENTERPRISES |  | HOSE R.O TUBING 1/4 WHITE color | 3 | 0 | CCK R.O TUBING HOSE 1/4" WHITE color (300 meter/roll) | CCK R.O TUBING HOSE 1/4" WHITE color (300 meter/roll)
Yes | DV3256B | 11/28/2015 | SOLAR ICE | SOLAR ICE ENTERPRISES |  | PPR MALE ADAPTOR 3/4 | 6 | 0 | PPR MALE ADAPTOR 3/4" | PPR MALE ADAPTOR 3/4"
Yes | DV3256B | 11/28/2015 | SOLAR ICE | SOLAR ICE ENTERPRISES |  | AP 90 ELBOW PLAIN 1/2" | 1 | 0 | #N/A | AP 90 ELBOW PLAIN 1/2"
Yes | DV3256B | 11/28/2015 | SOLAR ICE | SOLAR ICE ENTERPRISES |  | BUSHING REDUCER 1" x 1/2" STAINLESS | 3 | 0 | BUSHING REDUCER M-F 1" x 1/2" STAINLESS | BUSHING REDUCER M-F 1" x 1/2" STAINLESS
Yes | DV3256B | 11/28/2015 | SOLAR ICE | SOLAR ICE ENTERPRISES |  | VA - 05 SAMPLING COCK 1/4" | 4 | 0 | VA - 05 SAMPLING COCK 1/4" - STAINLESS | VA - 05 SAMPLING COCK 1/4" - STAINLESS
Yes | DV3256B | 11/28/2015 | SOLAR ICE | SOLAR ICE ENTERPRISES |  | AP-COUPLING REDUCER THREADED 1/2" x 1/4" | 3 | 0 | #N/A | AP-COUPLING REDUCER THREADED 1/2" x 1/4"
Yes | DV3256B | 11/28/2015 | SOLAR ICE | SOLAR ICE ENTERPRISES |  | INSIDE REDUCER 3/4" x 1/2" | 3 | 0 | #N/A | INSIDE REDUCER 3/4" x 1/2"
Yes | DV3256B | 11/28/2015 | SOLAR ICE | SOLAR ICE ENTERPRISES |  | INSIDE REDUCER 1" x 3/4" | 1 | 0 | #N/A | INSIDE REDUCER 1" x 3/4"
Yes | DV3256B | 11/28/2015 | SOLAR ICE | SOLAR ICE ENTERPRISES |  | AP MALE ADAPTOR 1" | 3 | 0 | ZYPE MALE ADAPTOR 1" | ZYPE MALE ADAPTOR 1"
Yes | DV3256B | 11/28/2015 | SOLAR ICE | SOLAR ICE ENTERPRISES |  | BALL VALVE 1/2" | 3 | 0 | #N/A | BALL VALVE 1/2"
Yes | DV3256B | 11/28/2015 | SOLAR ICE | SOLAR ICE ENTERPRISES |  | AP TEE PLAIN 1/2" | 1 | 0 | ZYPE TEE PLAIN 1/2" | ZYPE TEE PLAIN 1/2"
Yes | DV3256B | 11/28/2015 | SOLAR ICE | SOLAR ICE ENTERPRISES |  | TDS METER w/ LEATHER CASE | 1 | 0 | HM-3 TDS METER w/ LEATHER CASE | HM-3 TDS METER w/ LEATHER CASE
Yes | DV3256B | 11/28/2015 | SOLAR ICE | SOLAR ICE ENTERPRISES |  | TEE PLAIN 1" | 1 | 0 | #N/A | TEE PLAIN 1"
Yes | DV3257B | 11/27/2015 | SOLAR WATERTEX | AQUA NEED ENTERPRISES | MEM_F75 | FILMTEC 75 GPD | 1 | 0 | FILMTEC TW30-1812 75 GPD | FILMTEC TW30-1812 75 GPD
Yes | DV3257B | 11/27/2015 | SOLAR WATERTEX | AQUA NEED ENTERPRISES | RO_EMP ST50 EWF-200 | EMPRESS ST-50 - EWF-200 R.O SYSTEM | 1 | 7300 | EMPRESS EWF-200 R.O SYSTEM ST-50 | EMPRESS EWF-200 R.O SYSTEM ST-50
Yes | DV3258B | 11/27/2015 | CDLC | MICRON SYSTEM ENTERPRISES | PVC AP_PTN PLN_3/4 | AP PATENTE PLAIN 3/4" | 4 | 62 | ZYPE PATENTE PLAIN 3/4" | ZYPE PATENTE PLAIN 3/4"
Yes | DV3259B | 11/27/2015 | AQUASTAR WATER | AQUASTAR WATER TECHNOLOGY SYSTEM, INC. | PVC - INS RED_4 | INSIDE REDUCER 1*1/2 x 1*1/4 | 20 | 25 | #N/A | INSIDE REDUCER 1*1/2 x 1*1/4
Yes | DV3259B | 11/27/2015 | AQUASTAR WATER | AQUASTAR WATER TECHNOLOGY SYSTEM, INC. | PVC - INS RED_5 | INSIDE REDUCER 2 x 1*1/2 - 7pcs STERLING | 20 | 31 | #N/A | INSIDE REDUCER 2 x 1*1/2 - 7pcs STERLING
Yes | DV3259B | 11/27/2015 | AQUASTAR WATER | AQUASTAR WATER TECHNOLOGY SYSTEM, INC. | PVC - P 1x1/2 | PIPE 1*1/2 | 10 | 483 | ZYPE PIPE 1*1/2" | ZYPE PIPE 1*1/2"
Yes | DV3259B | 11/27/2015 | AQUASTAR WATER | AQUASTAR WATER TECHNOLOGY SYSTEM, INC. | PVC - P1*1/4 | PIPE 1*1/4" | 5 | 316 | ZYPE PIPE 1*1/4" | ZYPE PIPE 1*1/4"
Yes | DV3259B | 11/27/2015 | AQUASTAR WATER | AQUASTAR WATER TECHNOLOGY SYSTEM, INC. | PVC AP_TEE PLN_1*1/2 | AP TEE PLAIN 1*1/2" | 25 | 72 | ZYPE TEE PLAIN 1*1/2" | ZYPE TEE PLAIN 1*1/2"
Yes | DV3259B | 11/27/2015 | AQUASTAR WATER | AQUASTAR WATER TECHNOLOGY SYSTEM, INC. | PVC-ELB-TRD 1/2 | ELBOW THREADED 1/2 | 100 | 20 | ZYPE 90° ELBOW THREADED 1/2" | ZYPE 90° ELBOW THREADED 1/2"
Yes | DV3276B | 11/27/2015 | JUNIOR GENITA | JUNIOR GENITA/GMAR | FIL WC 20SL-CBF | WATERCHECK 20SL - CBF | 2 | 280 | #N/A | WATERCHECK 20SL - CBF
Yes | DV3277B | 11/27/2015 | COLUMBANO | KENNETH COLUMBANO | ACCS_HEAT | HEAT GUN AP1600W model | 1 | 700 | HEAT GUN AP1600W model | HEAT GUN AP1600W model
Yes | DV3277B | 11/27/2015 | COLUMBANO | KENNETH COLUMBANO | PRE MPC2 | MAZAKI brand MPC-2 | 1 | 350 | MAZAKI PRESSURE SWITCH MPC-2 | MAZAKI PRESSURE SWITCH MPC-2
Yes | DV3278B | 11/27/2015 | TECSON | MS. CATHY TECSON | FIL WR30 20BB | WATERCHECK 20BB - WR30 | 1 | 800 | #N/A | WATERCHECK 20BB - WR30
Yes | DV3279B | 11/27/2015 | KALINANGAN | KALINANGAN WATER STATION | FIL PRIME20BB-PP1 | PURE PRIME 20BB - 1 MICRON | 4 | 500 | PURE PRIME 20BB - 1 MICRON | PURE PRIME 20BB - 1 MICRON
Yes | DV3280B | 11/27/2015 | UNITOP | UNITOP GENERAL MDSE. | PVC AP_IN RED_3/4x1/2 | AP INSIDE REDUCER 3/4" x 1/2" | 2 | 6 | ZYPE INSIDE REDUCER 3/4" x 1/2" | ZYPE INSIDE REDUCER 3/4" x 1/2"
Yes | DV3280B | 11/27/2015 | UNITOP | UNITOP GENERAL MDSE. | PVC - OUT RED_3 | OUTSIDE REDUCER 1 x 3/4 | 2 | 16 | #N/A | OUTSIDE REDUCER 1 x 3/4
Yes | DV3280B | 11/27/2015 | UNITOP | UNITOP GENERAL MDSE. | PUMP-APC 1 | AUTOMATIC PUMP CONTROL (MAC 03) | 2 | 2000 | MAZAKI AUTOMATIC PUMP CONTROL (MAC 03) | MAZAKI AUTOMATIC PUMP CONTROL (MAC 03)
Yes | DV3280B | 11/27/2015 | UNITOP | UNITOP GENERAL MDSE. | PRE PG 100 AIR | PRESSURE GAUGE 100 PSI - AIR | 2 | 220 | PRESSURE GAUGE 100 PSI - AIR | PRESSURE GAUGE 100 PSI - AIR
Yes | DV3280B | 11/27/2015 | UNITOP | UNITOP GENERAL MDSE. | PVC - P1 | PIPE 1" | 1 | 344 | ZYPE PIPE 1" | ZYPE PIPE 1"
Yes | DV3282B | 11/27/2015 | TRIPLE | TRIPLE X TRADING | ACCS_STS | STRAINER H 2805 Fleck Top Distribution (6"-12") | 3 | 0 | STRAINER H 2805 TOP (6"-12") | STRAINER H 2805 TOP (6"-12")
Yes | DV3282B | 11/27/2015 | TRIPLE | TRIPLE X TRADING | VH MSOFT | MANUAL HEAD SOFTENER F64A 2.5" | 1 | 1300 | RUNXIN MANUAL HEAD F64A SOFTENER 2.5" (4m³/h) | RUNXIN MANUAL HEAD F64A SOFTENER 2.5" (4m³/h)
Yes | DV3282B | 11/27/2015 | TRIPLE | TRIPLE X TRADING | VH MSED | MANUAL HEAD SEDIMENT F56A3 2.5" | 2 | 1000 | RUNXIN MANUAL HEAD F56A3 SEDIMENT (4m³/h) | RUNXIN MANUAL HEAD F56A3 SEDIMENT (4m³/h)
Yes | DV3282B | 11/27/2015 | TRIPLE | TRIPLE X TRADING | PVC - C-711-0.5L | PVC 711 CEMENT | 1 | 500 | WELD-ON PVC 711 CEMENT 16oz. | WELD-ON PVC 711 CEMENT 16oz.
Yes | DV3282B | 11/27/2015 | TRIPLE | TRIPLE X TRADING | PVC - P1/2 | PIPE 1/2 | 1 | 119 | ZYPE PIPE 1/2" | ZYPE PIPE 1/2"
Yes | DV3282B | 11/27/2015 | TRIPLE | TRIPLE X TRADING | PVC - P1 | PIPE 1" | 1 | 292 | ZYPE PIPE 1" | ZYPE PIPE 1"
Yes | DV3282B | 11/27/2015 | TRIPLE | TRIPLE X TRADING | PVC AP_PTN TRD_1 | AP PATENTE THREADED 1" | 1 | 95 | ZYPE PATENTE THREADED 1" | ZYPE PATENTE THREADED 1"
Yes | DV3282B | 11/27/2015 | TRIPLE | TRIPLE X TRADING | PRE PG 100 AIR | PRESSURE GAUGE 100 PSI - AIR | 4 | 220 | PRESSURE GAUGE 100 PSI - AIR | PRESSURE GAUGE 100 PSI - AIR
Yes | DV3282B | 11/27/2015 | TRIPLE | TRIPLE X TRADING | PVC - COUP_TRD 1/2x1/4 | COUPLING REDUCER THREADED 1/2 x 1/4 - PVC | 4 | 20 | #N/A | COUPLING REDUCER THREADED 1/2 x 1/4 - PVC
Yes | DV3282B | 11/27/2015 | TRIPLE | TRIPLE X TRADING | PVC AP_90ELB PLN_1/2 | AP 90° ELBOW PLAIN 1/2" | 10 | 10 | ZYPE 90° ELBOW PLAIN 1/2" | ZYPE 90° ELBOW PLAIN 1/2"
Yes | DV3282B | 11/27/2015 | TRIPLE | TRIPLE X TRADING | PVC AP_TEE PLN_1/2 | AP TEE PLAIN 1/2" | 2 | 14 | ZYPE TEE PLAIN 1/2" | ZYPE TEE PLAIN 1/2"
Yes | DV3283BG | 11/28/2015 | SEAMAN'S | SEAMAN'S MARKETING | GAL_SEAL FCT | FAUCET SEAL | 2 | 180 | #N/A | FAUCET SEAL
Yes | DV3284B | 11/28/2015 | SEAMAN'S | SEAMAN'S MARKETING | STL EC-2 | PLASTIC END CAP ONLY 1/2X1/2 | 1 | 750 | PLASTIC END CAP ONLY 1/2" x 1/2" | PLASTIC END CAP ONLY 1/2" x 1/2"
Yes | DV3284B | 11/28/2015 | SEAMAN'S | SEAMAN'S MARKETING | MF RESIN H-C100E | RESIN H-C 100E (new) | 1 | 1500 | HI-GRADE RESIN H-C 100E | HI-GRADE RESIN H-C 100E
Yes | DV3285BG | 11/28/2015 | PELIAS G. | GETHER PELIAS | GAL_SML FCT | FAUCET FOR SLIM CONTAINER GREEN color | 10 | 25 | FAUCET FOR SLIM CONTAINER GREEN color | FAUCET FOR SLIM CONTAINER GREEN color
Yes | DV3285BG | 11/28/2015 | PELIAS G. | GETHER PELIAS | GAL_BIG CUP | BIG CUP FOR SLIM 5 CONTAINER | 20 | 8 | BIG CUP FOR SLIM 5 CONTAINER | BIG CUP FOR SLIM 5 CONTAINER
Yes | DV3285BG | 11/28/2015 | PELIAS G. | GETHER PELIAS | GAL_SML CUP | SMALL CUP FOR SLIM CONTAINER | 20 | 3 | SMALL CUP FOR SLIM CONTAINER | SMALL CUP FOR SLIM CONTAINER
Yes | DV3286B | 11/28/2015 | PELIAS G. | GETHER PELIAS | FIL WC 10SL-PP | WATERCHECK 10SL - 1 MICRON | 20 | 40 | #N/A | WATERCHECK 10SL - 1 MICRON
Yes | DV3287B | 11/28/2015 | ESGUERRA, BOY | BOY ESGUERRA | PVC AP_IN RED_3/4x1/2 | AP INSIDE REDUCER 3/4" x 1/2" | 4 | 7.5 | ZYPE INSIDE REDUCER 3/4" x 1/2" | ZYPE INSIDE REDUCER 3/4" x 1/2"
Yes | DV3287B | 11/28/2015 | ESGUERRA, BOY | BOY ESGUERRA | PVC AP_MALE A_1 | AP MALE ADAPTOR 1" | 2 | 22 | ZYPE MALE ADAPTOR 1" | ZYPE MALE ADAPTOR 1"
Yes | DV3287B | 11/28/2015 | ESGUERRA, BOY | BOY ESGUERRA | HOSE 4X0.75T | HOSE 4 X 0.75 TRANSPARENT | 1 | 35 | CHINAUST HOSE 4 x 0.75 mm TRANSPARENT (500 meter/roll) | CHINAUST HOSE 4 x 0.75 mm TRANSPARENT (500 meter/roll)
Yes | DV3287B | 11/28/2015 | ESGUERRA, BOY | BOY ESGUERRA | SP_FSPL1/2" | FITTING STAINLESS SPL 1/2" (4x7.5) m. elb. Thread | 1 | 100 | FITTING STAINLESS SPL 1/2" (4x7.5) male elbow | FITTING STAINLESS SPL 1/2" (4x7.5) male elbow
Yes | DV3287B | 11/28/2015 | ESGUERRA, BOY | BOY ESGUERRA | SP_FSPCF1/4" | FITTING STAINLESS SPCF 1/4" (4x7.5) fm. Str. Thrd. | 2 | 100 | FITTING STAINLESS SPCF 1/4" (4x7.5) female straight | FITTING STAINLESS SPCF 1/4" (4x7.5) female straight
Yes | DV3287B | 11/28/2015 | ESGUERRA, BOY | BOY ESGUERRA | PVC - P1/2 | PIPE 1/2 | 1 | 140 | ZYPE PIPE 1/2" | ZYPE PIPE 1/2"
Yes | DV3287B | 11/28/2015 | ESGUERRA, BOY | BOY ESGUERRA | PVC - GV 3/4 | GATE VALVE 3/4" ss | 1 | 700 | SS304 GATE VALVE 3/4" | SS304 GATE VALVE 3/4"
Yes | DV3288B | 11/28/2015 | OROCAY | MR. ROD OROCAY | ROM_LCLE4040 | FILMTEC BW30 40 x 40 L.C-LE | 2 | 10500 | FILMTEC BW30 40 x 40 L.C.L.E | FILMTEC BW30 40 x 40 L.C.L.E
Yes | DV3289B | 11/28/2015 | TRIPLE | TRIPLE X TRADING | PVC AP_PTN TRD_1/2 | AP PATENTE THREADED 1/2" | 1 | 62 | ZYPE PATENTE THREADED 1/2" | ZYPE PATENTE THREADED 1/2"
Yes | DV3289B | 11/28/2015 | TRIPLE | TRIPLE X TRADING | PVC AP_PTN PLN_1/2 | AP PATENTE PLAIN 1/2" | 3 | 50 | ZYPE PATENTE PLAIN 1/2" | ZYPE PATENTE PLAIN 1/2"
Yes | DV3289B | 11/28/2015 | TRIPLE | TRIPLE X TRADING | PVC - OUT RED_1 | OUTSIDE REDUCER 3/4 x 1/2 | 8 | 10 | #N/A | OUTSIDE REDUCER 3/4 x 1/2
Yes | DV3289B | 11/28/2015 | TRIPLE | TRIPLE X TRADING | PVC - BVALVE 1" | BALL VALVE 1" | 1 | 90 | ZYPE BALL VALVE 1" | ZYPE BALL VALVE 1"
Yes | DV3289B | 11/28/2015 | TRIPLE | TRIPLE X TRADING | PVC AP_TEE PLN_1 | AP TEE PLAIN 1" | 5 | 32 | ZYPE TEE PLAIN 1" | ZYPE TEE PLAIN 1"
Yes | DV3289B | 11/28/2015 | TRIPLE | TRIPLE X TRADING | PVC AP_PTN PLN_1 | AP PATENTE PLAIN 1" | 5 | 82 | ZYPE PATENTE PLAIN 1" | ZYPE PATENTE PLAIN 1"
Yes | DV3289B | 11/28/2015 | TRIPLE | TRIPLE X TRADING | PVC AP_MALE A_1 | AP MALE ADAPTOR 1" | 10 | 18 | ZYPE MALE ADAPTOR 1" | ZYPE MALE ADAPTOR 1"
Yes | DV3290B | 11/28/2015 | SEAMAN'S | SEAMAN'S MARKETING | JACO(Z-2544) | JACO Z-2544 1/4" female straight conn.(taiwan) | 2 | 85 | JACO Z-2544 - 1/4mm x 1/4" female straight connector (taiwan) | JACO Z-2544 - 1/4mm x 1/4" female straight connector (taiwan)
Yes | DV3290B | 11/28/2015 | SEAMAN'S | SEAMAN'S MARKETING | JACO(Z-2544) | JACO Z-1048 1/4"X1/2" male straight conn. (taiwan) | 1 | 90 | JACO Z-1048 - 1/4mm x 1/2" male straight connector (taiwan) | JACO Z-1048 - 1/4mm x 1/2" male straight connector (taiwan)
Yes | DV3291B | 11/28/2015 | HORTILANO | ROAN A. HORTILANO | ACCS_PUSHGT | PUSH BOTTON SWITCH GREEN (titanium series) | 2 | 150 | LA38-11 PUSH BOTTON SWITCH GREEN (titanium series) | LA38-11 PUSH BOTTON SWITCH GREEN (titanium series)
Yes | DV3291B | 11/28/2015 | HORTILANO | ROAN A. HORTILANO | FIL WC 20SLPP | WATERCHECK 20SL - 5 MICRON | 5 | 75 | #N/A | WATERCHECK 20SL - 5 MICRON
Yes | DV3291B | 11/28/2015 | HORTILANO | ROAN A. HORTILANO | STL SS304 - B | SS304 VESSEL w/ PLASTIC END CAP - B seam | 1 | 2800 | SS304 VESSEL 4040 w/ PLASTIC END CAP - B (w/ seam) | SS304 VESSEL 4040 w/ PLASTIC END CAP - B (w/ seam)
Yes | DV3291B | 11/28/2015 | HORTILANO | ROAN A. HORTILANO | MEM_ULP21-4040 | VONTRON MEMBRANE ULP21 - 40 x 40 | 1 | 6500 | VONTRON MEMBRANE ULP21 40 x 40 | VONTRON MEMBRANE ULP21 40 x 40
Yes | DV3291B | 11/28/2015 | HORTILANO | ROAN A. HORTILANO | FIL PRIME CBF20SL | PURE PRIME 20SL - CARBON Filter | 1 | 300 | PURE PRIME 20SL - CARBON Filter | PURE PRIME 20SL - CARBON Filter
Yes | DV3292B | 11/28/2015 | EMERSON | MR. EMERSON NOTARTE | ACCS_STSB | STRAINER H 2807 Fleck Bottom Distribution (6"-12") | 1 | 200 | STRAINER H 2807 BOTTOM (6"-12") | STRAINER H 2807 BOTTOM (6"-12")
Yes | DV3293B | 11/28/2015 | SORIANO | HYDROMED TECHNICAL SERVICES | PVC - F.V.A | FORMOSA VINYL ADHESIVE | 1 | 385 | FORMOSA VINYL ADHESIVE 410g | FORMOSA VINYL ADHESIVE 410g
Yes | DV3293B | 11/28/2015 | SORIANO | HYDROMED TECHNICAL SERVICES | PVC - P1/2 | PIPE 1/2 | 1 | 123 | ZYPE PIPE 1/2" | ZYPE PIPE 1/2"
Yes | DV3293B | 11/28/2015 | SORIANO | HYDROMED TECHNICAL SERVICES | PVC AP_COUP TRD_1/2 | AP COUPLING THREADED 1/2" | 1 | 10 | ZYPE COUPLING THREADED 1/2" | ZYPE COUPLING THREADED 1/2"
Yes | DV3293B | 11/28/2015 | SORIANO | HYDROMED TECHNICAL SERVICES | PVC AP_IN RED_3/4x1/2 | AP INSIDE REDUCER 3/4" x 1/2" | 2 | 7 | ZYPE INSIDE REDUCER 3/4" x 1/2" | ZYPE INSIDE REDUCER 3/4" x 1/2"
Yes | DV3293B | 11/28/2015 | SORIANO | HYDROMED TECHNICAL SERVICES | PVC AP_COUP TRD_3/4 | AP COUPLING THREADED 3/4" | 2 | 13 | ZYPE COUPLING THREADED 3/4" | ZYPE COUPLING THREADED 3/4"
Yes | DV3293B | 11/28/2015 | SORIANO | HYDROMED TECHNICAL SERVICES | PVC AP_COUP PLN_3/4 | AP COUPLING PLAIN 3/4" | 3 | 9 | ZYPE COUPLING PLAIN 3/4" | ZYPE COUPLING PLAIN 3/4"
Yes | DV3294B | 11/28/2015 | BBK | HYDROTECH / BBK Inc. | UV LAMP 6GPM (AB) | ULTRA VIOLET LAMP 6 GPM - (aqua-b) | 20 | 1000 | ULTRA VIOLET AQUA-B LAMP 6 GPM (23W) | ULTRA VIOLET AQUA-B LAMP 6 GPM (23W)
Yes | DV3295B | 11/28/2015 | AQUABEST MK | AQUABEST - MAKATI | UV LAMP 2 | ULTRA VIOLET LAMP 2 GPM | 1 | 1200 | ULTRA VIOLET WONDER LAMP 2 GPM (14W) | ULTRA VIOLET WONDER LAMP 2 GPM (14W)
Yes | DV3296B | 11/28/2015 | RENE | RENE BOY GENITA | FIL HYDRO 20 PP_1 | HYDROSEP 20SL - 5 MICRON | 50 | 90 | #N/A | HYDROSEP 20SL - 5 MICRON
Yes | DV3297B | 11/28/2015 | RENE | RENE BOY GENITA | FIL WC 20BB-PP | WATERCHECK 20BB - 1 MICRON | 1 | 360 | #N/A | WATERCHECK 20BB - 1 MICRON
Yes | DV3297B | 11/28/2015 | RENE | RENE BOY GENITA | FIL WC 20BB-PP | WATERCHECK 20BB - 5 MICRON | 1 | 360 | #N/A | WATERCHECK 20BB - 5 MICRON
Yes | DV3297B | 11/28/2015 | RENE | RENE BOY GENITA | FIL WC 20SLPP | WATERCHECK 20SL - 5 MICRON | 12 | 65 | #N/A | WATERCHECK 20SL - 5 MICRON
Yes | DV3297B | 11/28/2015 | RENE | RENE BOY GENITA | FIL WC 20SLPP | WATERCHECK 20SL - 1 MICRON | 13 | 65 | #N/A | WATERCHECK 20SL - 1 MICRON
Yes | DV3297B | 11/28/2015 | RENE | RENE BOY GENITA | FIL SF2001 wo/p | PUREGEN 20SL - 10 MICRON | 12 | 85 | #N/A | PUREGEN 20SL - 10 MICRON
Yes | DV3297B | 11/28/2015 | RENE | RENE BOY GENITA | FIL HYDRO 20 PP_1 | HYDROSEP 20SL -20 MICRON | 25 | 90 | #N/A | HYDROSEP 20SL -20 MICRON
Yes | DV3297B | 11/28/2015 | RENE | RENE BOY GENITA | FIL HYDRO 20 PP_1 | HYDROSEP 20SL - 10 MICRON | 25 | 90 | #N/A | HYDROSEP 20SL - 10 MICRON
Yes | DV3297B | 11/28/2015 | RENE | RENE BOY GENITA | FIL HYDRO 20 PP_1 | HYDROSEP 20SL - 1 MICRON | 25 | 90 | #N/A | HYDROSEP 20SL - 1 MICRON
Yes | DV3298B | 11/28/2015 | MANTE | MS. SOLAIDA L. MANTE | FIL HYDRO 20BB-PP | HYDROSEP 20BB - 1 MICRON | 1 | 520 | #N/A | HYDROSEP 20BB - 1 MICRON
Yes | DV3298B | 11/28/2015 | MANTE | MS. SOLAIDA L. MANTE | FIL HYDRO 20BB-PP | HYDROSEP 20BB - 5 MICRON | 1 | 520 | #N/A | HYDROSEP 20BB - 5 MICRON
Yes | DV3298B | 11/28/2015 | MANTE | MS. SOLAIDA L. MANTE | ACCS_SCREW2 | SCREW for BB HOUSING | 8 | 0 | SCREW FOR BB HOUSING | SCREW FOR BB HOUSING
Yes | DV3298B | 11/28/2015 | MANTE | MS. SOLAIDA L. MANTE | ACCS_SPNR BB-T | SPANNER WRENCH BB TAIWAN | 2 | 0 | SPANNER WRENCH BB TAIWAN (BLACK) | SPANNER WRENCH BB TAIWAN (BLACK)
Yes | DV3298B | 11/28/2015 | MANTE | MS. SOLAIDA L. MANTE | ACCS_BRAC BBT | BRACKET STEEL BB TAIWAN | 2 | 0 | BRACKET STEEL BB TAIWAN | BRACKET STEEL BB TAIWAN
Yes | DV3298B | 11/28/2015 | MANTE | MS. SOLAIDA L. MANTE | HOUSING BBH20-H | BIG BLUE HOUSING 20" npt1" HYDROSEP brand | 2 | 1232 | (bdle) BIG BLUE HOUSING 20" npt 1" HYDROSEP brand w/ ACCS. | (bdle) BIG BLUE HOUSING 20" npt 1" HYDROSEP brand w/ ACCS.
Yes | DV3299B | 11/28/2015 | RAMIREZ | MR. LEONEL RAMIREZ | PUMP-APC 2 | AUTOMATIC PRESS CONTROL (MAC 02) | 1 | 1500 | MAZAKI AUTOMATIC PRESS CONTROL (MAC 02) | MAZAKI AUTOMATIC PRESS CONTROL (MAC 02)
Yes | DV3299B | 11/28/2015 | RAMIREZ | MR. LEONEL RAMIREZ | PUMP ATS1000 | AQUA TEDELA ATS-1000 1.3hp (1kw) | 1 | 4370 | AQUA TEDELA ATS-1000 1.3hp (1kw) | AQUA TEDELA ATS-1000 1.3hp (1kw)
Yes | DV3300B | 11/28/2015 | FRANZ | AVACOMM INTERNATIONAL | FCET_CONN | GOOSENECK CONNECTOR 1/2" SS ONLY | 2 | 150 | GOOSENECK CONNECTOR 1/2" SS ONLY | GOOSENECK CONNECTOR 1/2" SS ONLY
Yes | DV3452BG | 11/28/2015 | ROLLY | ROLLY CAMIGUING | GAL_SLIM | SLIM CONTAINER 5 GALLON | 6 | 131 | SLIM CONTAINER 5 GALLON | SLIM CONTAINER 5 GALLON
Yes | DV3453B | 11/28/2015 | TOP STREAM | TOP STREAM | UV LAMP 6 | ULTRA VIOLET LAMP 6 GPM (21w) | 1 | 1700 | ULTRA VIOLET WONDER LAMP 6 GPM (21W) | ULTRA VIOLET WONDER LAMP 6 GPM (21W)
Yes | DV3454B | 11/28/2015 | JUNIOR GENITA | JUNIOR GENITA/GMAR | FIL WC 10SL-PP | WATERCHECK 10SL - 1 MICRON | 3 | 40 | #N/A | WATERCHECK 10SL - 1 MICRON
Yes | DV3454B | 11/28/2015 | JUNIOR GENITA | JUNIOR GENITA/GMAR | FIL WC 20SLPP | WATERCHECK 20SL - 5 MICRON | 2 | 65 | #N/A | WATERCHECK 20SL - 5 MICRON
Yes | DV3454B | 11/28/2015 | JUNIOR GENITA | JUNIOR GENITA/GMAR | FIL WC 20SLPP | WATERCHECK 20SL - 1 MICRON | 2 | 65 | #N/A | WATERCHECK 20SL - 1 MICRON
Yes | DV3455B | 11/28/2015 | TABUZO, A. | ALBERT TABUZO | FIL PRIME CBF10SL | PURE PRIME 10SL - CARBON Filter | 1 | 180 | PURE PRIME 10SL - CARBON Filter | PURE PRIME 10SL - CARBON Filter
Yes | DV3455B | 11/28/2015 | TABUZO, A. | ALBERT TABUZO | FIL PRIME10SL-PP5 | PURE PRIME 10SL - 5 MICRON | 1 | 60 | PURE PRIME 10SL - 5 MICRON | PURE PRIME 10SL - 5 MICRON
Yes | DV3456B | 11/28/2015 | MONTENEGRO | JOHN MONTENEGRO | ACCS_FVC 1" | FLOAT VALVE CONTROL 1" | 1 | 320 | FLOAT VALVE CONTROL 1" | FLOAT VALVE CONTROL 1"
Yes | DV3456B | 11/28/2015 | MONTENEGRO | JOHN MONTENEGRO | FIL WC 10SL-PP | WATERCHECK 10SL -1 MICRON | 2 | 35 | #N/A | WATERCHECK 10SL -1 MICRON
Yes | DV3456B | 11/28/2015 | MONTENEGRO | JOHN MONTENEGRO | FIL WC 10SL-PP | WATERCHECK 10SL - 5 MICRON | 2 | 35 | #N/A | WATERCHECK 10SL - 5 MICRON
Yes | DV3456B | 11/28/2015 | MONTENEGRO | JOHN MONTENEGRO | FIL WC 20SLPP | WATERCHECK 20SL - 1 MICRON | 3 | 75 | #N/A | WATERCHECK 20SL - 1 MICRON
Yes | DV3456B | 11/28/2015 | MONTENEGRO | JOHN MONTENEGRO | FIL WC 20SLPP | WATERCHECK 20SL - 5 MICRON | 3 | 75 | #N/A | WATERCHECK 20SL - 5 MICRON
Yes | DV3457B | 11/28/2015 | FAST CARE | FAST CARE / VERGEL TINIO | PUMP ATS550 | AQUA TEDELA ATS-550 3/4hp (0.55kw) | 2 | 3610 | AQUA TEDELA ATS-550 3/4hp (0.55kw) | AQUA TEDELA ATS-550 3/4hp (0.55kw)
Yes | DV3457B | 11/28/2015 | FAST CARE | FAST CARE / VERGEL TINIO | ACCS_TDS LTHR | TDS METER w/ LEATHER CASE | 2 | 900 | HM-3 TDS METER w/ LEATHER CASE | HM-3 TDS METER w/ LEATHER CASE
Yes | DV3457B | 11/28/2015 | FAST CARE | FAST CARE / VERGEL TINIO | ACCS_HEAT | HEAT GUN AP1600W model | 2 | 550 | HEAT GUN AP1600W model | HEAT GUN AP1600W model
Yes | DV3457B | 11/28/2015 | FAST CARE | FAST CARE / VERGEL TINIO | MEM_ULP31-4040 | VONTRON MEMBRANE ULP31 - 40 x 40 | 2 | 7500 | VONTRON MEMBRANE ULP31 40 x 40 | VONTRON MEMBRANE ULP31 40 x 40
Yes | DV3457B | 11/28/2015 | FAST CARE | FAST CARE / VERGEL TINIO | STL SS304 - B | SS304 VESSEL w/ PLASTIC END CAP - B seam | 2 | 3000 | SS304 VESSEL 4040 w/ PLASTIC END CAP - B (w/ seam) | SS304 VESSEL 4040 w/ PLASTIC END CAP - B (w/ seam)
Yes | DV3457B | 11/28/2015 | FAST CARE | FAST CARE / VERGEL TINIO | PRE PG 350 CLAMP | PRESSURE GAUGE 350 PSI - CLAMP | 2 | 450 | PRESSURE GAUGE 350 PSI - CLAMP | PRESSURE GAUGE 350 PSI - CLAMP
Yes | DV3457B | 11/28/2015 | FAST CARE | FAST CARE / VERGEL TINIO | PRE PG 100 CLAMP | PRESSURE GAUGE 100 PSI - CLAMP | 6 | 450 | PRESSURE GAUGE 100 PSI - CLAMP | PRESSURE GAUGE 100 PSI - CLAMP
Yes | DV3457B | 11/28/2015 | FAST CARE | FAST CARE / VERGEL TINIO | ACCS_FVC 3/4" | FLOAT VALVE CONTROL 3/4" | 3 | 260 | FLOAT VALVE CONTROL 3/4" | FLOAT VALVE CONTROL 3/4"
Yes | DV3457B | 11/28/2015 | FAST CARE | FAST CARE / VERGEL TINIO | PVC AP_CLAMP_1/2 | AP CLAMP 1/2" | 20 | 17 | ZYPE CLAMP 1/2" | ZYPE CLAMP 1/2"
Yes | DV3457B | 11/28/2015 | FAST CARE | FAST CARE / VERGEL TINIO | PVC - P1 | PIPE 1" | 1 | 344 | ZYPE PIPE 1" | ZYPE PIPE 1"
Yes | DV3457B | 11/28/2015 | FAST CARE | FAST CARE / VERGEL TINIO | PVC - P1/2 | PIPE 1/2 | 2 | 140 | ZYPE PIPE 1/2" | ZYPE PIPE 1/2"
Yes | DV3457B | 11/28/2015 | FAST CARE | FAST CARE / VERGEL TINIO | PVC - P3/4 | PIPE 3/4 | 2 | 212 | ZYPE PIPE 3/4 | ZYPE PIPE 3/4
Yes | DV3458B | 11/28/2015 | FAST CARE | FAST CARE / VERGEL TINIO | ACCS_STS | STRAINER H 2805 | 2 | 0 | #N/A | STRAINER H 2805
Yes | DV3458B | 11/28/2015 | FAST CARE | FAST CARE / VERGEL TINIO | VH F63P1 | RUNXIN HEAD F63 SOFTENER P1 | 2 | 3500 | RUNXIN DIGITAL HEAD F63P1 SOFTENER (4m³/h) | RUNXIN DIGITAL HEAD F63P1 SOFTENER (4m³/h)
Yes | DV3458B | 11/28/2015 | FAST CARE | FAST CARE / VERGEL TINIO | ACCS_BRAC ST | BRACKET STEEL TAIWAN (new) | 6 | 0 | BRACKET STEEL TAIWAN (NEW) | BRACKET STEEL TAIWAN (NEW)
Yes | DV3458B | 11/28/2015 | FAST CARE | FAST CARE / VERGEL TINIO | ACCS_SCREW1 | SCREW for SL HOUSING | 24 | 0 | SCREW FOR SL HOUSING | SCREW FOR SL HOUSING
Yes | DV3458B | 11/28/2015 | FAST CARE | FAST CARE / VERGEL TINIO | ACCS_SPNR SL C | SPANNER WRENCH SLIM 20" CHINA | 2 | 0 | (zero price) SPANNER WRENCH SLIM 20" CHINA (BLACK) | (zero price) SPANNER WRENCH SLIM 20" CHINA (BLACK)
Yes | DV3458B | 11/28/2015 | FAST CARE | FAST CARE / VERGEL TINIO | HOUSING SBHC_2 | SLIM BLUE HOUSING 20" npt 3/4" China (CH20-40) | 6 | 600 | (bdle) SLIM BLUE HOUSING 20" npt 3/4" CHINA (CH20-40) w/ ACCS. | (bdle) SLIM BLUE HOUSING 20" npt 3/4" CHINA (CH20-40) w/ ACCS.
Yes | DV3458B | 11/28/2015 | FAST CARE | FAST CARE / VERGEL TINIO | FIL WC 10BB-CBF | WATERCHECK 10BB - CBF | 2 | 500 | #N/A | WATERCHECK 10BB - CBF
Yes | DV3458B | 11/28/2015 | FAST CARE | FAST CARE / VERGEL TINIO | JACO(Z-1088) | JACO Z-1088 1/2"x1/2" male straight conn. (taiwan) | 8 | 100 | JACO Z-1088 - 1/2mm x 1/2" male straight connector (taiwan) | JACO Z-1088 - 1/2mm x 1/2" male straight connector (taiwan)
Yes | DV3458B | 11/28/2015 | FAST CARE | FAST CARE / VERGEL TINIO | FIL WC 20SLPP | WATERCHECK 20SL - 1 MICRON | 12 | 80 | #N/A | WATERCHECK 20SL - 1 MICRON
Yes | DV3458B | 11/28/2015 | FAST CARE | FAST CARE / VERGEL TINIO | FIL WC 20SLPP | WATERCHECK 20SL - 5 MICRON | 12 | 80 | #N/A | WATERCHECK 20SL - 5 MICRON
Yes | DV3458B | 11/28/2015 | FAST CARE | FAST CARE / VERGEL TINIO | FIL WC 20SL-CBF | WATERCHECK 20SL - CBF | 8 | 280 | #N/A | WATERCHECK 20SL - CBF
Yes | DV3459B | 11/28/2015 | MJ | MJ NUTRIPURE | HOSE 8X12 B | HOSE 8 x 12 mm. BLUE color | 5 | 90 | TPUCO HOSE 8 x 12 mm. BLUE color (100 meter/roll) | TPUCO HOSE 8 x 12 mm. BLUE color (100 meter/roll)
Yes | DV3459B | 11/28/2015 | MJ | MJ NUTRIPURE | FIL WC 10SL-PP | WATERCHECK 10SL - 5 MICRON | 1 | 45 | #N/A | WATERCHECK 10SL - 5 MICRON
Yes | DV3459B | 11/28/2015 | MJ | MJ NUTRIPURE | FIL WC 10SL-CBF | WATERCHECK 10SL - CBF | 1 | 150 | #N/A | WATERCHECK 10SL - CBF
Yes | DV3459B | 11/28/2015 | MJ | MJ NUTRIPURE | FIL CCK(UDF10"-B)SL | CCK BLUE PLUMP GAC CARTRIDGE UDF10"-SL | 1 | 180 | CCK BLUE PLUMP GAC CARTRIDGE UDF10"-SL | CCK BLUE PLUMP GAC CARTRIDGE UDF10"-SL
Yes | DV3459B | 11/28/2015 | MJ | MJ NUTRIPURE | CARTRIDGE_EMP 3S EWF-100B | 3-STAGE WATER FILTER EWF -100B W/OUT KIT-FITTINGS | 1 | 1900 | EMPRESS EWF-100B T3S 10" w/OUT KIT FITTINGS | EMPRESS EWF-100B T3S 10" w/OUT KIT FITTINGS
Yes | DV3459B | 11/28/2015 | MJ | MJ NUTRIPURE | FIL WC 20SLPP | WATERCHECK 20SL - 1 MICRON | 3 | 100 | #N/A | WATERCHECK 20SL - 1 MICRON
Yes | DV3459B | 11/28/2015 | MJ | MJ NUTRIPURE | FIL WC 20SLPP | WATERCHECK 20SL - 10 MICRON | 3 | 100 | #N/A | WATERCHECK 20SL - 10 MICRON
Yes | DV3459B | 11/28/2015 | MJ | MJ NUTRIPURE | PVC AP_IN RED_1*1/4x1 | AP INSIDE REDUCER 1* 1/4 X 1 | 2 | 20 | ZYPE INSIDE REDUCER 1* 1/4" x 1" | ZYPE INSIDE REDUCER 1* 1/4" x 1"
Yes | DV3459B | 11/28/2015 | MJ | MJ NUTRIPURE | PVC AP_PTN PLN_1*1/4 | AP PATENTE PLAIN 1*1/4 | 1 | 122 | ZYPE PATENTE PLAIN 1*1/4" | ZYPE PATENTE PLAIN 1*1/4"
Yes | DV3459B | 11/28/2015 | MJ | MJ NUTRIPURE | PVC AP_PTN TRD_1*1/4 | AP PATENTE THREADED 1*1/4" | 1 | 162 | ZYPE PATENTE THREADED 1*1/4" | ZYPE PATENTE THREADED 1*1/4"
Yes | DV3459B | 11/28/2015 | MJ | MJ NUTRIPURE | PUMP ATS1000 | AQUA TEDELA ATS-1000 1.3hp (1kw) | 1 | 4600 | AQUA TEDELA ATS-1000 1.3hp (1kw) | AQUA TEDELA ATS-1000 1.3hp (1kw)
Yes | DV3459B | 11/28/2015 | MJ | MJ NUTRIPURE | ACCS_LITG AD16 | GANGBO LED LIGHT GREEN (AD11) | 2 | 200 | AD105-22D/S31 GOCHENG LED LIGHT GREEN (AD16) | AD105-22D/S31 GOCHENG LED LIGHT GREEN (AD16)
Yes | DV3459B | 11/28/2015 | MJ | MJ NUTRIPURE | ACCS_LITR AD16 | GANGBO LED LIGHT RED (AD11) | 1 | 200 | AD105-22D/S31 GOCHENG LED LIGHT RED (AD16) | AD105-22D/S31 GOCHENG LED LIGHT RED (AD16)
Yes | DV3459B | 11/28/2015 | MJ | MJ NUTRIPURE | SP_CONN1204EL | PUSH FITTING SPL 12 - 04 (12mm.x1/2) male elbow | 2 | 90 | PUSH FITTING SPL 12 - 04 (12mm.x1/2) male elbow | PUSH FITTING SPL 12 - 04 (12mm.x1/2) male elbow
Yes | DV3459B | 11/28/2015 | MJ | MJ NUTRIPURE | SP_CONN 1204 | PUSH FITTING SPC 12 - 04 (12mm.x1/2) straight snap | 6 | 90 | PUSH FITTING SPC 12 - 04 (12mm.x1/2) straight snap | PUSH FITTING SPC 12 - 04 (12mm.x1/2) straight snap
Yes | DV3459B | 11/28/2015 | MJ | MJ NUTRIPURE | PVC AP_MALE A_3/4 | AP MALE ADAPTOR 3/4" | 2 | 12 | ZYPE MALE ADAPTOR 3/4" | ZYPE MALE ADAPTOR 3/4"
Yes | DV3459B | 11/28/2015 | MJ | MJ NUTRIPURE | PVC AP_COUP THR_3/4X1/2 | AP COUPLING REDUCER THREADED 3/4" x 1/2" | 2 | 25 | ZYPE COUPLING REDUCER THREADED 3/4" x 1/2" | ZYPE COUPLING REDUCER THREADED 3/4" x 1/2"
Yes | DV3459B | 11/28/2015 | MJ | MJ NUTRIPURE | ACCS_HEAT | HEAT GUN AP1600W model | 1 | 750 | HEAT GUN AP1600W model | HEAT GUN AP1600W model
Yes | DV3460B | 11/28/2015 | RENE | RENE BOY GENITA | FIL HYDRO 20 PP_1 | HYDROSEP 20SL - 1 MICRON | 25 | 90 | #N/A | HYDROSEP 20SL - 1 MICRON
Yes | DV3460B | 11/28/2015 | RENE | RENE BOY GENITA | FIL HYDRO 20 PP_1 | HYDROSEP 20SL - 5 MICRON | 25 | 90 | #N/A | HYDROSEP 20SL - 5 MICRON
Yes | DV3460B | 11/28/2015 | RENE | RENE BOY GENITA | FIL HYDRO 20 PP_1 | HYDROSEP 20SL - 10 MICRON | 25 | 90 | #N/A | HYDROSEP 20SL - 10 MICRON
Yes | DV3461B | 11/28/2015 | ESTILLORE F. | CRISTINA ESTILLORE | EWD MITSU | EUREKA MITSUTECH HOT & COLD (MWD-131) | 2 | 2900 | EUREKA MITSUTECH HOT & COLD (MWD-131) | EUREKA MITSUTECH HOT & COLD (MWD-131)
Yes | DV3462B | 11/28/2015 | RAMOS | MR. JOEMAR RAMOS | FIL WC 20BB-PP | WATERCHECK 20BB - 5 MICRON | 1 | 450 | #N/A | WATERCHECK 20BB - 5 MICRON
Yes | DV3465B | 11/28/2015 | AQUABEST M. | AQUABEST - MARULAS | FIL PRIME CBF20SL | PURE PRIME 20SL - CARBON Filter | 1 | 300 | PURE PRIME 20SL - CARBON Filter | PURE PRIME 20SL - CARBON Filter
Yes | DV3465B | 11/28/2015 | AQUABEST M. | AQUABEST - MARULAS | FIL WR30 20BB | WATERCHECK 20BB - WR30 Pleated Polyester Cartridge | 1 | 800 | WATERCHECK 20BB - WR30 (pleated polyester catridge) | WATERCHECK 20BB - WR30 (pleated polyester catridge)
Yes | DV3465B | 11/28/2015 | AQUABEST M. | AQUABEST - MARULAS | FIL HYDRO 20 PP_1 | HYDROSEP 20SL - 10MICRON | 5 | 100 | #N/A | HYDROSEP 20SL - 10MICRON
Yes | DV3465B | 11/28/2015 | AQUABEST M. | AQUABEST - MARULAS | FIL HYDRO 20 PP_1 | HYDROSEP 20SL - 1MICRON | 2 | 100 | #N/A | HYDROSEP 20SL - 1MICRON
Yes | DV3465B | 11/28/2015 | AQUABEST M. | AQUABEST - MARULAS | FIL HYDRO 20 PP_1 | HYDROSEP 20SL - 5MICRON | 2 | 100 | #N/A | HYDROSEP 20SL - 5MICRON
Yes | DV3467B | 11/28/2015 | WATER SPECIALIST | WATER SPECIALIST | PVC AP_MPT_1 | AP MALE PATENTE THREADED 1" | 2 | 109 | ZYPE MALE PATENTE THREADED 1" | ZYPE MALE PATENTE THREADED 1"
Yes | DV3468B | 11/28/2015 | VICTORIANO, LESTHER | LESTHER VICTORIANO | PVC- TEFLON | TEFLON TAPE | 3 | 13 | TITANIUM TEFLON TAPE 3/4" | TITANIUM TEFLON TAPE 3/4"
Yes | DV3468B | 11/28/2015 | VICTORIANO, LESTHER | LESTHER VICTORIANO | PVC - BVALVE 3/4 | BALL VALVE 3/4 | 1 | 63 | #N/A | BALL VALVE 3/4
Yes | DV3468B | 11/28/2015 | VICTORIANO, LESTHER | LESTHER VICTORIANO | PVC - OUT RED_3 | OUTSIDE REDUCER 1 x 3/4 | 1 | 17 | #N/A | OUTSIDE REDUCER 1 x 3/4
Yes | DV3468B | 11/28/2015 | VICTORIANO, LESTHER | LESTHER VICTORIANO | PVC AP_COUP PLN_3/4 | AP COUPLING PLAIN 3/4" | 2 | 9.5 | ZYPE COUPLING PLAIN 3/4" | ZYPE COUPLING PLAIN 3/4"
Yes | DV3468B | 11/28/2015 | VICTORIANO, LESTHER | LESTHER VICTORIANO | PVC AP_PTN PLN_3/4 | AP PATENTE PLAIN 3/4" | 2 | 44 | ZYPE PATENTE PLAIN 3/4" | ZYPE PATENTE PLAIN 3/4"
Yes | DV3468B | 11/28/2015 | VICTORIANO, LESTHER | LESTHER VICTORIANO | PVC AP_IN RED_1x3/4 | AP INSIDE REDUCER 1" x 3/4" | 2 | 9 | ZYPE INSIDE REDUCER 1" x 3/4" | ZYPE INSIDE REDUCER 1" x 3/4"
Yes | DV3468B | 11/28/2015 | VICTORIANO, LESTHER | LESTHER VICTORIANO | PVC AP_MALE A_1 | AP MALE ADAPTOR 1" | 2 | 15 | ZYPE MALE ADAPTOR 1" | ZYPE MALE ADAPTOR 1"
Yes | DV3468B | 11/28/2015 | VICTORIANO, LESTHER | LESTHER VICTORIANO | PUMP ATS550 | AQUA TEDELA ATS-550 3/4hp (0.55kw) | 1 | 3610 | AQUA TEDELA ATS-550 3/4hp (0.55kw) | AQUA TEDELA ATS-550 3/4hp (0.55kw)
Yes | DV3469B | 11/28/2015 | AQUACRESS | AQUA CRESS | PUMP ATS550 | AQUA TEDELA ATS-550 3/4hp (0.55kw) | 1 | 3800 | AQUA TEDELA ATS-550 3/4hp (0.55kw) | AQUA TEDELA ATS-550 3/4hp (0.55kw)
Yes | DV3471B | 11/28/2015 | JOEY 2 | MR. JOEY ANGELES | ACCS_CTR RO | R.O COMPUTER CONTROLLER for ST-50A | 1 | 1500 | R.O COMPUTER CONTROLLER for ST-50A | R.O COMPUTER CONTROLLER for ST-50A
Yes | DV3472B | 11/28/2015 | NACPIL, REY | REYNALDO NACPIL | UV LAMP 6 | ULTRA VIOLET LAMP 6 GPM (21w) | 1 | 1400 | ULTRA VIOLET WONDER LAMP 6 GPM (21W) | ULTRA VIOLET WONDER LAMP 6 GPM (21W)
Yes | OV11466 | 11/10/2015 | RUBEN | BARONTECH INDUSTRIAL CORP. | PVC AP_MALE A_1/2 | AP MALE ADAPTOR 1/2" | 1 | 6 | ZYPE MALE ADAPTOR 1/2" | ZYPE MALE ADAPTOR 1/2"
Yes | OV11466 | 11/10/2015 | RUBEN | BARONTECH INDUSTRIAL CORP. | JAC_CONN 2588 | JACO FIBRA 2588 (1/2"x1/2") 220psi | 1 | 86 | JACO FIBRA 2588 - 1/2mm x 1/2" female straight (US 220psi) | JACO FIBRA 2588 - 1/2mm x 1/2" female straight (US 220psi)
Yes | OV11467 | 11/10/2015 | RECA | MEGA PRO ACER BUILDERS INC. | PVC AP_90ELB PLN_1 | AP 90° ELBOW PLAIN 1" | 10 | 23 | ZYPE 90° ELBOW PLAIN 1" | ZYPE 90° ELBOW PLAIN 1"
Yes | OV11467 | 11/10/2015 | RECA | MEGA PRO ACER BUILDERS INC. | PVC AP_90ELB PLN_3/4 | AP 90° ELBOW PLAIN 3/4" | 10 | 14.5 | ZYPE 90° ELBOW PLAIN 3/4" | ZYPE 90° ELBOW PLAIN 3/4"
Yes | OV11467 | 11/10/2015 | RECA | MEGA PRO ACER BUILDERS INC. | PVC AP_90ELB PLN_1/2 | AP 90° ELBOW PLAIN 1/2" | 20 | 10 | ZYPE 90° ELBOW PLAIN 1/2" | ZYPE 90° ELBOW PLAIN 1/2"
Yes | OV11468 | 11/10/2015 | CHUA EDU | EDU CHUA | ACCS_SCREW2 | SCREW for BB HOUSING | 4 | 0 | SCREW FOR BB HOUSING | SCREW FOR BB HOUSING
Yes | OV11468 | 11/10/2015 | CHUA EDU | EDU CHUA | ACCS_BRAC BBT | BRACKET STEEL BB TAIWAN | 1 | 0 | BRACKET STEEL BB TAIWAN | BRACKET STEEL BB TAIWAN
Yes | OV11468 | 11/10/2015 | CHUA EDU | EDU CHUA | ACCS_SPNR BB-T | SPANNER WRENCH BB TAIWAN | 1 | 0 | SPANNER WRENCH BB TAIWAN (BLACK) | SPANNER WRENCH BB TAIWAN (BLACK)
Yes | OV11468 | 11/10/2015 | CHUA EDU | EDU CHUA | HOUSING BBSC10" | BIG CLEAR HOUSING 10" npt 1" TAIWAN | 1 | 1500 | (bdle) BIG CLEAR HOUSING 10" npt 1" TAIWAN w/ ACCS. | (bdle) BIG CLEAR HOUSING 10" npt 1" TAIWAN w/ ACCS.
Yes | OV11468 | 11/10/2015 | CHUA EDU | EDU CHUA | FIL WC 10BB-PP | WATERCHECK 10BB - 5 MICRON | 2 | 210 | #N/A | WATERCHECK 10BB - 5 MICRON
Yes | OV11468 | 11/10/2015 | CHUA EDU | EDU CHUA | FIL WR30 10BB | WATERCHECK 10BB - WR30 | 2 | 400 | #N/A | WATERCHECK 10BB - WR30
Yes | OV11468 | 11/10/2015 | CHUA EDU | EDU CHUA | FIL WC 10BB-CBF | WATERCHECK 10BB - CBF | 4 | 500 | #N/A | WATERCHECK 10BB - CBF
Yes | OV11469 | 11/10/2015 | R.P. AQUATIC | R.P. AQUATIC EXPRESS | PUMP ATJ150 | AQUA TEDELA ATJ-150 1.3HP (1.0kw) Jet Pump | 1 | 4600 | AQUA TEDELA ATJ-150 1.3HP (1.0kw) Jet Pump | AQUA TEDELA ATJ-150 1.3HP (1.0kw) Jet Pump
Yes | OV11470 | 11/10/2015 | HI-PRECISION | HI-PRECISION DIAGNOSTICS | FIL NB WP1 - 10SL | PUREGEN 10SL - WP 1 MICRON | 1 | 100 | #N/A | PUREGEN 10SL - WP 1 MICRON
Yes | OV11471 | 11/10/2015 | AQUALITY | JL DIAL MED TRADING CO. | PVC - OUT RED_3 | OUTSIDE REDUCER 1 x 3/4 | 1 | 16 | #N/A | OUTSIDE REDUCER 1 x 3/4
Yes | OV11471 | 11/10/2015 | AQUALITY | JL DIAL MED TRADING CO. | PVC AP_COUP TRD_1*1/4" | AP COUPLING THREADED 1*1/4" | 2 | 32 | ZYPE COUPLING THREADED 1*1/4" | ZYPE COUPLING THREADED 1*1/4"
Yes | OV11471 | 11/10/2015 | AQUALITY | JL DIAL MED TRADING CO. | PVC - INS RED_10 | INSIDE REDUCER 1*1/2 x 1 | 9 | 45 | ZYPE INSIDE REDUCER 1*1/2" x 1" | ZYPE INSIDE REDUCER 1*1/2" x 1"
Yes | OV11471 | 11/10/2015 | AQUALITY | JL DIAL MED TRADING CO. | PVC AP_COUP TRD_2 | AP COUPLING THREADED 2" | 9 | 184 | ZYPE COUPLING THREADED 2" | ZYPE COUPLING THREADED 2"
Yes | OV11472 | 11/10/2015 | GLORIA | HYDROCHEM PLUS INDUSTRIAL SALES | ACCS_STSB | STRAINER H 2807 Fleck Bottom Distribution (6"-12") | 1 | 0 | STRAINER H 2807 BOTTOM (6"-12") | STRAINER H 2807 BOTTOM (6"-12")
Yes | OV11472 | 11/10/2015 | GLORIA | HYDROCHEM PLUS INDUSTRIAL SALES | ACCS_RTUBE | RISER TUBE ONLY (10x54) | 1 | 0 | RISER TUBE for 10 x 54 FRP | RISER TUBE for 10 x 54 FRP
Yes | OV11472 | 11/10/2015 | GLORIA | HYDROCHEM PLUS INDUSTRIAL SALES | FRP 1252WV | FRP TANK 12" x 52" WAVE CYBER BEIGE | 1 | 3750 | (bdle) FRP TANK 12" x 52" (-2.5T) WAVE CYBER BEIGE color w/ ACCS. | (bdle) FRP TANK 12" x 52" (-2.5T) WAVE CYBER BEIGE color w/ ACCS.
Yes | OV11472 | 11/10/2015 | GLORIA | HYDROCHEM PLUS INDUSTRIAL SALES | ACCS_STS | STRAINER H 2805 Fleck Top Distribution (6"-12") | 1 | 200 | STRAINER H 2805 TOP (6"-12") | STRAINER H 2805 TOP (6"-12")
Yes | OV11473 | 11/10/2015 | CHUA KENNETH | KENNETH CHUA | CARTRIDGE_10 EWF-50 | EMPRESS D2S 10" (dual cartridge) | 1 | 1600 | EMPRESS EWF-50 D2S 10" | EMPRESS EWF-50 D2S 10"
Yes | OV11473 | 11/10/2015 | CHUA KENNETH | KENNETH CHUA | PUR_ALKA E-408 | EMPRESS ALKALINE MACHINE-E408 (6 poles) | 1 | 22500 | EMPRESS ALKALINE MACHINE E-408 | EMPRESS ALKALINE MACHINE E-408
Yes | OV11474 | 11/10/2015 | SAPE | JEFF SAPE | FIL HYDRO 20 PP_1 | HYDROSEP 20SL - 5 MICRON | 8 | 95 | #N/A | HYDROSEP 20SL - 5 MICRON
Yes | OV11474 | 11/10/2015 | SAPE | JEFF SAPE | FIL PRIME CBF20SL | PURE PRIME 20SL - CARBON Filter | 4 | 350 | PURE PRIME 20SL - CARBON Filter | PURE PRIME 20SL - CARBON Filter
Yes | OV11475 | 11/10/2015 | EUROPRO | EURO PRODUCTS INC. | ACCS_STR6450 | STRAINER HD 6450 Bottom Distribution | 1 | 3000 | STRAINER HD 6450-B2 BOTTOM (24" 53x237) (thick lateral) | STRAINER HD 6450-B2 BOTTOM (24" 53x237) (thick lateral)
Yes | OV11476 | 11/10/2015 | ALONZO, J. | JING ALONZO | HOSE 1/4 W | HOSE R.O TUBING 1/4 WHITE color | 2 | 40 | CCK R.O TUBING HOSE 1/4" WHITE color (300 meter/roll) | CCK R.O TUBING HOSE 1/4" WHITE color (300 meter/roll)
Yes | OV11476 | 11/10/2015 | ALONZO, J. | JING ALONZO | JACO(Z-4044) | JACO Z-4044 1/4"x1/4" male elbow conn. (taiwan) | 1 | 70 | JACO Z-4044 - 1/4" x 1/4" male elbow connector (taiwan) | JACO Z-4044 - 1/4" x 1/4" male elbow connector (taiwan)
Yes | OV11476 | 11/10/2015 | ALONZO, J. | JING ALONZO | PVC- TEFLON | TEFLON TAPE | 1 | 15 | TITANIUM TEFLON TAPE 3/4" | TITANIUM TEFLON TAPE 3/4"
Yes | OV11476 | 11/10/2015 | ALONZO, J. | JING ALONZO | SP_CONNF604 | PUSH FITTING SPLF 6-04 (6mm.x1/2) female elbow | 2 | 80 | PUSH FITTING SPLF 6 - 04 (6mm.x1/2) female elbow | PUSH FITTING SPLF 6 - 04 (6mm.x1/2) female elbow
Yes | OV11476 | 11/10/2015 | ALONZO, J. | JING ALONZO | UV SET 2 | ULTRA VIOLET SET 2 GPM | 1 | 4700 | ULTRA VIOLET WONDER SET 2 GPM W-120 | ULTRA VIOLET WONDER SET 2 GPM W-120
Yes | OV11476 | 11/10/2015 | ALONZO, J. | JING ALONZO | CARTRIDGE_12 EUR T3S | EUREKA T3S 10" (triple cartridge) | 1 | 1980 | EUREKA EWPS-3S T3S 10" | EUREKA EWPS-3S T3S 10"
Yes | OV11478 | 11/10/2015 | JV3 | JV3 CONTROLS ELECTRICAL SUPPLY | PUMP CDLF4-10 | CNP Vertical Pump CDLF4-10 (5.5hp) 4kw. 3 PHASE | 1 | 39450 | CNP VERTICAL Pump CDLF 4-10 (5.5hp) 4kw 440v - 3 PH | CNP VERTICAL Pump CDLF 4-10 (5.5hp) 4kw 440v - 3 PH
Yes | OV11479G | 11/10/2015 | BLUEMAN | BLUEMAN WATER REFILLING STATION | GAL_RND | ROUND CONTAINER 5 GALLON | 3 | 131 | ROUND CONTAINER 5 GALLON | ROUND CONTAINER 5 GALLON
Yes | OV11479G | 11/10/2015 | BLUEMAN | BLUEMAN WATER REFILLING STATION | GAL_SLIM | SLIM CONTAINER 5 GALLON | 10 | 131 | SLIM CONTAINER 5 GALLON | SLIM CONTAINER 5 GALLON
Yes | OV11479G | 11/10/2015 | BLUEMAN | BLUEMAN WATER REFILLING STATION | GAL_NST CUP | NON-SPILL TYPE for ROUND CONT (half-cap) | 5 | 4 | HALF-CAP NON-SPILL TYPE for ROUND CONT | HALF-CAP NON-SPILL TYPE for ROUND CONT
Yes | OV11480 | 11/10/2015 | BLUEMAN | BLUEMAN WATER REFILLING STATION | FIL HYDRO 20SL CBF(WO) | HYDROSEP 20SL - CARBON Block (w/O net inside) | 1 | 600 | HYDROSEP 20SL - CBF (carbon block filter) W/O NET | HYDROSEP 20SL - CBF (carbon block filter) W/O NET
Yes | OV11480 | 11/10/2015 | BLUEMAN | BLUEMAN WATER REFILLING STATION | FIL HYDRO 20 PP_1 | HYDROSEP 20SL - 1 MICRON | 4 | 120 | #N/A | HYDROSEP 20SL - 1 MICRON
Yes | OV11480 | 11/10/2015 | BLUEMAN | BLUEMAN WATER REFILLING STATION | FIL HYDRO 20 PP_1 | HYDROSEP 20SL - 5 MICRON | 2 | 120 | #N/A | HYDROSEP 20SL - 5 MICRON
Yes | OV11481 | 11/11/2015 | MTEC | MTEC Water Treatment Tech. | ACCS_SH1206 | STRAINER H-1206 (half thread) | 225 | 200 | STRAINER H 1206 GRAY (HALF THREAD) | STRAINER H 1206 GRAY (HALF THREAD)
Yes | OV11482 | 11/12/2015 | ST. JOSEPH & MARY | ST. MARY & JOSEPH | ACCS_HEAT | HEAT GUN AP1600W model | 10 | 550 | HEAT GUN AP1600W model | HEAT GUN AP1600W model
Yes | OV11482 | 11/12/2015 | ST. JOSEPH & MARY | ST. MARY & JOSEPH | GAL_SML FCT | FAUCET FOR SLIM CONTAINER GREEN color | 50 | 20 | FAUCET FOR SLIM CONTAINER GREEN color | FAUCET FOR SLIM CONTAINER GREEN color
Yes | OV11483 | 11/12/2015 | MA23 | MA23 ENTERPRISE | PUMP CDLF4-40 | CNP CDLF4-40 (2hp) 1.5kw. 3 PHASE | 1 | 19150 | #N/A | CNP CDLF4-40 (2hp) 1.5kw. 3 PHASE
Yes | OV11483 | 11/12/2015 | MA23 | MA23 ENTERPRISE | PUMP CDLF4-60 3P | CNP CDLF4-60 (3hp) 2.2kw. 3 PHASE | 1 | 22580 | #N/A | CNP CDLF4-60 (3hp) 2.2kw. 3 PHASE
Yes | OV11485 | 11/12/2015 | GQWEST | GLOBAL QUALITY WATERS & ENVT'L. SOL. TECH. | PVC - P1/2 | PIPE 1/2 | 60 | 113 | ZYPE PIPE 1/2" | ZYPE PIPE 1/2"
Yes | OV11485 | 11/12/2015 | GQWEST | GLOBAL QUALITY WATERS & ENVT'L. SOL. TECH. | PVC - P3/4 | PIPE 3/4 | 60 | 171 | ZYPE PIPE 3/4 | ZYPE PIPE 3/4
Yes | OV11485 | 11/12/2015 | GQWEST | GLOBAL QUALITY WATERS & ENVT'L. SOL. TECH. | PVC - P1 | PIPE 1" | 30 | 278 | ZYPE PIPE 1" | ZYPE PIPE 1"
Yes | OV11485 | 11/12/2015 | GQWEST | GLOBAL QUALITY WATERS & ENVT'L. SOL. TECH. | ACCS_STS | STRAINER H 2805 | 3 | 0 | #N/A | STRAINER H 2805
Yes | OV11485 | 11/12/2015 | GQWEST | GLOBAL QUALITY WATERS & ENVT'L. SOL. TECH. | VH_ELBOW | ELBOW FOR RUNXIN F 67 | 6 | 0 | 1" ELBOW CONNECTOR FOR F67 | 1" ELBOW CONNECTOR FOR F67
Yes | OV11485 | 11/12/2015 | GQWEST | GLOBAL QUALITY WATERS & ENVT'L. SOL. TECH. | VH F67 | RUNXIN HEAD F67 SEDIMENT B1 | 3 | 4200 | RUNXIN DIGITAL HEAD F67B1 SEDIMENT (4m³/h) | RUNXIN DIGITAL HEAD F67B1 SEDIMENT (4m³/h)
Yes | OV11485 | 11/12/2015 | GQWEST | GLOBAL QUALITY WATERS & ENVT'L. SOL. TECH. | PUMP CHLF2-20 | CNP CHLF2-20 (0.75hp) 0.55kw. 1PH | 4 | 5768 | #N/A | CNP CHLF2-20 (0.75hp) 0.55kw. 1PH
Yes | OV11485 | 11/12/2015 | GQWEST | GLOBAL QUALITY WATERS & ENVT'L. SOL. TECH. | ACCS_STS | STRAINER H 2805 | 20 | 120 | #N/A | STRAINER H 2805
Yes | OV11485 | 11/12/2015 | GQWEST | GLOBAL QUALITY WATERS & ENVT'L. SOL. TECH. | PVC AP_PTN TRD_1/2 | AP PATENTE THREADED 1/2" | 72 | 43 | ZYPE PATENTE THREADED 1/2" | ZYPE PATENTE THREADED 1/2"
Yes | OV11485 | 11/12/2015 | GQWEST | GLOBAL QUALITY WATERS & ENVT'L. SOL. TECH. | PVC AP_IN RED_1x3/4 | AP INSIDE REDUCER 1" x 3/4" | 100 | 8 | ZYPE INSIDE REDUCER 1" x 3/4" | ZYPE INSIDE REDUCER 1" x 3/4"
Yes | OV11485 | 11/12/2015 | GQWEST | GLOBAL QUALITY WATERS & ENVT'L. SOL. TECH. | PRE VALVE 1" UNID | SOLENOID VALVE 1" BRASS UNI-D | 3 | 2200 | SOLENOID VALVE 1" BRASS UNI-D | SOLENOID VALVE 1" BRASS UNI-D
Yes | OV11485 | 11/12/2015 | GQWEST | GLOBAL QUALITY WATERS & ENVT'L. SOL. TECH. | MEM_F50 | FILMTEC 50 GPD | 2 | 1700 | FILMTEC TW30-1812 50 GPD | FILMTEC TW30-1812 50 GPD
Yes | OV11485 | 11/12/2015 | GQWEST | GLOBAL QUALITY WATERS & ENVT'L. SOL. TECH. | MF RESIN H-C100E | RESIN H-C 100E (new) | 30 | 1400 | HI-GRADE RESIN H-C 100E | HI-GRADE RESIN H-C 100E
Yes | OV11486 | 11/12/2015 | GQWEST | GLOBAL QUALITY WATERS & ENVT'L. SOL. TECH. | FIL WR30 20BB | WATERCHECK 20BB - WR30 | 90 | 550 | #N/A | WATERCHECK 20BB - WR30
Yes | OV11487 | 11/12/2015 | MA23 | MA23 ENTERPRISE | PUMP CDLF4-40 | CNP CDLF4-40 (2hp) 1.5kw. 3 PHASE | 1 | 19150 | #N/A | CNP CDLF4-40 (2hp) 1.5kw. 3 PHASE
Yes | OV11487 | 11/12/2015 | MA23 | MA23 ENTERPRISE | PUMP CDLF4-60 3P | CNP CDLF4-60 (3hp) 2.2kw. 3 PHASE | 1 | 22580 | #N/A | CNP CDLF4-60 (3hp) 2.2kw. 3 PHASE
Yes | OV11232 | 11/02/2015 | RHP ELECT | RHP ELECTROMECHANICAL SALES & SERVICES CORP. | PUMP CDLF42-30 | CNP CDLF42-30 (25hp) 18.5kw. 3 PHASE | 1 | 106100 | #N/A | CNP CDLF42-30 (25hp) 18.5kw. 3 PHASE
Yes | OV11233 | 11/03/2015 | Veolia | VEOLIA WATER TECHNOLOGIES PHILS. INC. | VH F56 | MANUAL HEAD F56D SEDIMENT 4" | 2 | 3500 | RUNXIN MANUAL HEAD F56D SEDIMENT 4" (10m³/h) | RUNXIN MANUAL HEAD F56D SEDIMENT 4" (10m³/h)
Yes | OV11233 | 11/03/2015 | Veolia | VEOLIA WATER TECHNOLOGIES PHILS. INC. | ACCS_TSTRAINER 1665 | STRAINER H 182-1 TOP (14"-36") 4" threaded | 2 | 0 | STRAINER H 182-1 - THREADED TOP npt 1*1/2" (4") | STRAINER H 182-1 - THREADED TOP npt 1*1/2" (4")
Yes | OV11233 | 11/03/2015 | Veolia | VEOLIA WATER TECHNOLOGIES PHILS. INC. | PVC - P 1x1/2 | PIPE 1*1/2 | 2 | 0 | ZYPE PIPE 1*1/2" | ZYPE PIPE 1*1/2"
Yes | OV11233 | 11/03/2015 | Veolia | VEOLIA WATER TECHNOLOGIES PHILS. INC. | ACCS_STRAINER-B 1665 | STRAINER H 2808 Bottom Distribution 4" (14"-36") | 2 | 0 | #N/A | STRAINER H 2808 Bottom Distribution 4" (14"-36")
Yes | OV11233 | 11/03/2015 | Veolia | VEOLIA WATER TECHNOLOGIES PHILS. INC. | FRP 1665 WV_3 | FRP TANK 16" x 65" ( 4") WAVE CYBER BEIGE | 2 | 14883 | #N/A | FRP TANK 16" x 65" ( 4") WAVE CYBER BEIGE
Yes | OV11235 | 11/03/2015 | WATER SOURCE | WATER SOURCE SYSTEM TECHNOLOGY | PVC AP_COUP PLN_1 | AP COUPLING PLAIN 1" | 100 | 12 | ZYPE COUPLING PLAIN 1" | ZYPE COUPLING PLAIN 1"
Yes | OV11235 | 11/03/2015 | WATER SOURCE | WATER SOURCE SYSTEM TECHNOLOGY | PVC AP_COUP PLN_3/4 | AP COUPLING PLAIN 3/4" | 100 | 8 | ZYPE COUPLING PLAIN 3/4" | ZYPE COUPLING PLAIN 3/4"
Yes | OV11235 | 11/03/2015 | WATER SOURCE | WATER SOURCE SYSTEM TECHNOLOGY | PVC AP_COUP PLN_1/2 | AP COUPLING PLAIN 1/2" | 50 | 5 | ZYPE COUPLING PLAIN 1/2" | ZYPE COUPLING PLAIN 1/2"
Yes | OV11235 | 11/03/2015 | WATER SOURCE | WATER SOURCE SYSTEM TECHNOLOGY | PVC AP_COUP TRD_1 | AP COUPLING THREADED 1" | 50 | 18 | ZYPE COUPLING THREADED 1" | ZYPE COUPLING THREADED 1"
Yes | OV11235 | 11/03/2015 | WATER SOURCE | WATER SOURCE SYSTEM TECHNOLOGY | PVC AP_COUP TRD_3/4 | AP COUPLING THREADED 3/4" | 50 | 12 | ZYPE COUPLING THREADED 3/4" | ZYPE COUPLING THREADED 3/4"
Yes | OV11235 | 11/03/2015 | WATER SOURCE | WATER SOURCE SYSTEM TECHNOLOGY | PVC AP_COUP TRD_1/2 | AP COUPLING THREADED 1/2" | 200 | 7 | ZYPE COUPLING THREADED 1/2" | ZYPE COUPLING THREADED 1/2"
Yes | OV11235 | 11/03/2015 | WATER SOURCE | WATER SOURCE SYSTEM TECHNOLOGY | PVC AP_90ELB PLN_1 | AP 90° ELBOW PLAIN 1" | 400 | 18 | ZYPE 90° ELBOW PLAIN 1" | ZYPE 90° ELBOW PLAIN 1"
Yes | OV11235 | 11/03/2015 | WATER SOURCE | WATER SOURCE SYSTEM TECHNOLOGY | PVC AP_90ELB PLN_1/2 | AP 90° ELBOW PLAIN 1/2" | 500 | 8 | ZYPE 90° ELBOW PLAIN 1/2" | ZYPE 90° ELBOW PLAIN 1/2"
Yes | OV11235 | 11/03/2015 | WATER SOURCE | WATER SOURCE SYSTEM TECHNOLOGY | PVC AP_TEE PLN_3/4 | AP TEE PLAIN 3/4" | 50 | 15 | ZYPE TEE PLAIN 3/4" | ZYPE TEE PLAIN 3/4"
Yes | OV11235 | 11/03/2015 | WATER SOURCE | WATER SOURCE SYSTEM TECHNOLOGY | PVC AP_TEE PLN_1/2 | AP TEE PLAIN 1/2" | 100 | 10 | ZYPE TEE PLAIN 1/2" | ZYPE TEE PLAIN 1/2"
Yes | OV11236 | 11/03/2015 | WATER SOURCE | WATER SOURCE SYSTEM TECHNOLOGY | PVC AP_PTN PLN_1 | AP PATENTE PLAIN 1" | 100 | 70 | ZYPE PATENTE PLAIN 1" | ZYPE PATENTE PLAIN 1"
Yes | OV11236 | 11/03/2015 | WATER SOURCE | WATER SOURCE SYSTEM TECHNOLOGY | PVC AP_PTN PLN_3/4 | AP PATENTE PLAIN 3/4" | 50 | 44 | ZYPE PATENTE PLAIN 3/4" | ZYPE PATENTE PLAIN 3/4"
Yes | OV11236 | 11/03/2015 | WATER SOURCE | WATER SOURCE SYSTEM TECHNOLOGY | PVC AP_PTN PLN_1/2 | AP PATENTE PLAIN 1/2" | 100 | 34 | ZYPE PATENTE PLAIN 1/2" | ZYPE PATENTE PLAIN 1/2"
Yes | OV11236 | 11/03/2015 | WATER SOURCE | WATER SOURCE SYSTEM TECHNOLOGY | PVC - BVALVE 1" | BALL VALVE 1" | 100 | 90 | ZYPE BALL VALVE 1" | ZYPE BALL VALVE 1"
Yes | OV11236 | 11/03/2015 | WATER SOURCE | WATER SOURCE SYSTEM TECHNOLOGY | PVC - BVALVE 3/4 | BALL VALVE 3/4 | 50 | 63 | #N/A | BALL VALVE 3/4
Yes | OV11236 | 11/03/2015 | WATER SOURCE | WATER SOURCE SYSTEM TECHNOLOGY | PVC - BVALVE 1/2 | BALL VALVE 1/2 | 100 | 48 | #N/A | BALL VALVE 1/2
Yes | OV11236 | 11/03/2015 | WATER SOURCE | WATER SOURCE SYSTEM TECHNOLOGY | PVC AP_MALE A_1 | AP MALE ADAPTOR 1" | 300 | 15 | ZYPE MALE ADAPTOR 1" | ZYPE MALE ADAPTOR 1"
Yes | OV11236 | 11/03/2015 | WATER SOURCE | WATER SOURCE SYSTEM TECHNOLOGY | PVC AP_MALE A_3/4 | AP MALE ADAPTOR 3/4" | 100 | 10 | ZYPE MALE ADAPTOR 3/4" | ZYPE MALE ADAPTOR 3/4"
Yes | OV11236 | 11/03/2015 | WATER SOURCE | WATER SOURCE SYSTEM TECHNOLOGY | PVC AP_IN RED_1x3/4 | AP INSIDE REDUCER 1" x 3/4" | 200 | 9 | ZYPE INSIDE REDUCER 1" x 3/4" | ZYPE INSIDE REDUCER 1" x 3/4"
Yes | OV11236 | 11/03/2015 | WATER SOURCE | WATER SOURCE SYSTEM TECHNOLOGY | PVC AP_IN RED_3/4x1/2 | AP INSIDE REDUCER 3/4" x 1/2" | 200 | 5 | ZYPE INSIDE REDUCER 3/4" x 1/2" | ZYPE INSIDE REDUCER 3/4" x 1/2"
Yes | OV11236 | 11/03/2015 | WATER SOURCE | WATER SOURCE SYSTEM TECHNOLOGY | PVC - P1 | PIPE 1" | 100 | 292 | ZYPE PIPE 1" | ZYPE PIPE 1"
Yes | OV11236 | 11/03/2015 | WATER SOURCE | WATER SOURCE SYSTEM TECHNOLOGY | PVC - P3/4 | PIPE 3/4 | 50 | 180 | ZYPE PIPE 3/4 | ZYPE PIPE 3/4
Yes | OV11236 | 11/03/2015 | WATER SOURCE | WATER SOURCE SYSTEM TECHNOLOGY | PVC - P1/2 | PIPE 1/2 | 200 | 119 | ZYPE PIPE 1/2" | ZYPE PIPE 1/2"
Yes | OV11236 | 11/03/2015 | WATER SOURCE | WATER SOURCE SYSTEM TECHNOLOGY | PVC AP_COUP THR_1/2x1/4 | AP COUPLING REDUCER THREADED 1/2" x 1/4" | 200 | 20 | ZYPE COUPLING REDUCER THREADED 1/2" x 1/4" | ZYPE COUPLING REDUCER THREADED 1/2" x 1/4"
Yes | OV11271 | 11/03/2015 | RUBEN | BARONTECH INDUSTRIAL CORP. | PUMP CDLF1-130 | CNP CDLF1-130 (1.5hp)1.1kw. 1PHASE | 1 | 22455 | #N/A | CNP CDLF1-130 (1.5hp)1.1kw. 1PHASE
Yes | OV11271 | 11/03/2015 | RUBEN | BARONTECH INDUSTRIAL CORP. | PUMP CHL2-30 | CNP CHL2-30 (1hp) 0.75kw. 1PH | 1 | 7280 | #N/A | CNP CHL2-30 (1hp) 0.75kw. 1PH
Yes | OV11271 | 11/03/2015 | RUBEN | BARONTECH INDUSTRIAL CORP. | ACCS_STR6700 | STRAINER HD 6700 Bottom Distribution | 2 | 3200 | STRAINER HD 6700-B1 BOTTOM (36" 35x308) (thin lateral) | STRAINER HD 6700-B1 BOTTOM (36" 35x308) (thin lateral)
Yes | OV11271 | 11/03/2015 | RUBEN | BARONTECH INDUSTRIAL CORP. | MF RESIN H-C100E | RESIN H-C 100E (new) | 20 | 1600 | HI-GRADE RESIN H-C 100E | HI-GRADE RESIN H-C 100E
Yes | OV11271 | 11/03/2015 | RUBEN | BARONTECH INDUSTRIAL CORP. | ACCS_AIR H9908 | H9908 AIRCHECK - 1700 BRINE VALVE | 1 | 0 | H9908 AIRCHECK - 1700 BRINE VALVE | H9908 AIRCHECK - 1700 BRINE VALVE
Yes | OV11271 | 11/03/2015 | RUBEN | BARONTECH INDUSTRIAL CORP. | HOSE J1/2 | JOHN GUEST HOSE 1/2" WHITE color | 2 | 0 | JOHN GUEST HOSE 1/2" WHITE color (75 meter/roll) | JOHN GUEST HOSE 1/2" WHITE color (75 meter/roll)
Yes | OV11271 | 11/03/2015 | RUBEN | BARONTECH INDUSTRIAL CORP. | FRP BTW 180L | BRINE TANK 160L - 180L (white) | 1 | 4200 | BRINE TANK 160L - 180L WHITE | BRINE TANK 160L - 180L WHITE
Yes | OV11271 | 11/03/2015 | RUBEN | BARONTECH INDUSTRIAL CORP. | VH_MANUAL 4" | 4" SIDE MOUNTED CONNECTOR | 1 | 2200 | 4" SIDE MOUNTED CONNECTOR | 4" SIDE MOUNTED CONNECTOR
Yes | OV11271 | 11/03/2015 | RUBEN | BARONTECH INDUSTRIAL CORP. | VH F64 | MANUAL HEAD F64D SOFTENER 4" | 1 | 4500 | RUNXIN MANUAL HEAD F64D SOFTENER 4" (10m³/h) | RUNXIN MANUAL HEAD F64D SOFTENER 4" (10m³/h)
Yes | OV11272 | 11/03/2015 | Filtrite | FITRITE INC. | CARTRIDGE_10 EWF-50 | EMPRESS D2S 10" (dual cartridge) | 1 | 1300 | EMPRESS EWF-50 D2S 10" | EMPRESS EWF-50 D2S 10"
Yes | OV11272 | 11/03/2015 | Filtrite | FITRITE INC. | FIL WC 10SL-CBF | WATERCHECK 10SL - CBF Carbon Block Filter | 1 | 130 | WATERCHECK 10SL - CBF (carbon block filter) | WATERCHECK 10SL - CBF (carbon block filter)
Yes | OV11272 | 11/03/2015 | Filtrite | FITRITE INC. | FIL WC 10SL-PP | WATERCHECK 10SL - 5 MICRON | 1 | 35 | #N/A | WATERCHECK 10SL - 5 MICRON
Yes | OV11274 | 11/03/2015 | HYPER KEM | HYPER KEM AND MACHINERIES, IND. | PVC - C-711-0.5L | PVC 711 CEMENT | 1 | 490 | WELD-ON PVC 711 CEMENT 16oz. | WELD-ON PVC 711 CEMENT 16oz.
Yes | OV11274 | 11/03/2015 | HYPER KEM | HYPER KEM AND MACHINERIES, IND. | PVC - P1 | PIPE 1" | 1 | 292 | ZYPE PIPE 1" | ZYPE PIPE 1"
Yes | OV11274 | 11/03/2015 | HYPER KEM | HYPER KEM AND MACHINERIES, IND. | PVC AP_TEE PLN_1 | AP TEE PLAIN 1" | 2 | 27 | ZYPE TEE PLAIN 1" | ZYPE TEE PLAIN 1"
Yes | OV11274 | 11/03/2015 | HYPER KEM | HYPER KEM AND MACHINERIES, IND. | PVC AP_90ELB PLN_1 | AP 90° ELBOW PLAIN 1" | 3 | 18 | ZYPE 90° ELBOW PLAIN 1" | ZYPE 90° ELBOW PLAIN 1"
Yes | OV11275 | 11/04/2015 | ADJS | ADJS WATER SOLUTIONS | PVC - BVALVE 1" | BALL VALVE 1" | 3 | 90 | ZYPE BALL VALVE 1" | ZYPE BALL VALVE 1"
Yes | OV11275 | 11/04/2015 | ADJS | ADJS WATER SOLUTIONS | PVC AP_PTN PLN_1*1/2 | AP PATENTE PLAIN 1*1/2 | 2 | 165 | ZYPE PATENTE PLAIN 1*1/2" | ZYPE PATENTE PLAIN 1*1/2"
Yes | OV11275 | 11/04/2015 | ADJS | ADJS WATER SOLUTIONS | FRP CT 120L-KC | CHEMICAL TANK KC-120L. (white) | 2 | 3200 | CHEMICAL TANK KC-120 L. WHITE (square type) | CHEMICAL TANK KC-120 L. WHITE (square type)
Yes | OV11275 | 11/04/2015 | ADJS | ADJS WATER SOLUTIONS | PUMP-TVP | TEKNA ELECTRONIC MATERIAL PUMP - AKS603NHP0800 | 2 | 12500 | TEKNA ELECTRONIC MATERIAL PUMP - AKS603NHP0800 | TEKNA ELECTRONIC MATERIAL PUMP - AKS603NHP0800
Yes | OV11275 | 11/04/2015 | ADJS | ADJS WATER SOLUTIONS | PVC AP_COUP PLN_1 | AP COUPLING PLAIN 1" | 4 | 12 | ZYPE COUPLING PLAIN 1" | ZYPE COUPLING PLAIN 1"
Yes | OV11275 | 11/04/2015 | ADJS | ADJS WATER SOLUTIONS | PVC AP_90ELB PLN_1*1/2 | AP 90° ELBOW PLAIN 1*1/2" | 5 | 45 | ZYPE 90° ELBOW PLAIN 1*1/2" | ZYPE 90° ELBOW PLAIN 1*1/2"
Yes | OV11275 | 11/04/2015 | ADJS | ADJS WATER SOLUTIONS | PVC AP_90ELB PLN_1 | AP 90° ELBOW PLAIN 1" | 10 | 18 | ZYPE 90° ELBOW PLAIN 1" | ZYPE 90° ELBOW PLAIN 1"
Yes | OV11275 | 11/04/2015 | ADJS | ADJS WATER SOLUTIONS | PVC AP_PTN PLN_2 | AP PATENTE PLAIN 2" | 1 | 273 | ZYPE PATENTE PLAIN 2" | ZYPE PATENTE PLAIN 2"
Yes | OV11275 | 11/04/2015 | ADJS | ADJS WATER SOLUTIONS | PVC AP_PTN PLN_1 | AP PATENTE PLAIN 1" | 4 | 70 | ZYPE PATENTE PLAIN 1" | ZYPE PATENTE PLAIN 1"
Yes | OV11275 | 11/04/2015 | ADJS | ADJS WATER SOLUTIONS | PVC AP_BCHECK_1" | AP BALL CHECK VALVE 1" | 3 | 90 | ZYPE BALL CHECK VALVE 1" | ZYPE BALL CHECK VALVE 1"
Yes | OV11275 | 11/04/2015 | ADJS | ADJS WATER SOLUTIONS | PVC AP_TEE PLN_1*1/2 | AP TEE PLAIN 1*1/2" | 1 | 72 | ZYPE TEE PLAIN 1*1/2" | ZYPE TEE PLAIN 1*1/2"
Yes | OV11275 | 11/04/2015 | ADJS | ADJS WATER SOLUTIONS | PVC AP_TEE PLN_1 | AP TEE PLAIN 1" | 4 | 27 | ZYPE TEE PLAIN 1" | ZYPE TEE PLAIN 1"
Yes | OV11275 | 11/04/2015 | ADJS | ADJS WATER SOLUTIONS | PVC - P1 | PIPE 1" (PUTOL GITNA) | 4 | 292 | #N/A | PIPE 1" (PUTOL GITNA)
Yes | OV11275 | 11/04/2015 | ADJS | ADJS WATER SOLUTIONS | PVC - P 1x1/2 | PIPE 1*1/2 (PUTOL GITNA) | 2 | 483 | #N/A | PIPE 1*1/2 (PUTOL GITNA)
Yes | OV11275 | 11/04/2015 | ADJS | ADJS WATER SOLUTIONS | PVC - OUT RED_6 | OUTSIDE REDUCER 1*1/2 X 1" | 2 | 34 | #N/A | OUTSIDE REDUCER 1*1/2 X 1"
Yes | OV11275 | 11/04/2015 | ADJS | ADJS WATER SOLUTIONS | PVC - INS RED_9 | INSIDE REDUCER 2 x 1 | 2 | 69 | ZYPE INSIDE REDUCER 2" x 1" | ZYPE INSIDE REDUCER 2" x 1"
Yes | OV11275 | 11/04/2015 | ADJS | ADJS WATER SOLUTIONS | PVC AP_MALE A_1*1/2 | AP MALE ADAPTOR 1*1/2" | 4 | 31 | ZYPE MALE ADAPTOR 1*1/2" | ZYPE MALE ADAPTOR 1*1/2"
Yes | OV11276 | 11/04/2015 | RACNIE MEDICAL | RACNIE MEDICAL SUPPLIES & GENERAL MERCHANDISE | ROS_SET6ASRH | 6000 GPD ALTAIR SERIES w/ RUNXIN HEAD | 1 | 215000 | #N/A | 6000 GPD ALTAIR SERIES w/ RUNXIN HEAD
Yes | OV11277 | 11/04/2015 | EXEL | EXEL SYSTEM CONTROL & AUTOMATION INC. | MF RESIN H-C100E | RESIN H-C 100E (new) | 15 | 1500 | HI-GRADE RESIN H-C 100E | HI-GRADE RESIN H-C 100E
Yes | OV11278 | 11/04/2015 | IWSI | INDUSTRIAL WASTE SYSTEM INC. | FIL WC 30SL-PP | WATERCHECK 30SL - 5 MICRON | 35 | 135 | #N/A | WATERCHECK 30SL - 5 MICRON
Yes | OV11278 | 11/04/2015 | IWSI | INDUSTRIAL WASTE SYSTEM INC. | FIL WC 30SL-PP | WATERCHECK 30SL - 1 MICRON | 35 | 135 | #N/A | WATERCHECK 30SL - 1 MICRON
Yes | OV11280 | 11/04/2015 | SIMPSON'S | SIMPSON'S PHILS. | FIL HYDRO 20SL CBF(WO) | HYDROSEP 20SL - CARBON (w/O net inside) | 1 | 480 | #N/A | HYDROSEP 20SL - CARBON (w/O net inside)
Yes | OV11281 | 11/05/2015 | HYDROTREAT | HYDROTREAT SYSTEM TECH., INC. | FIL PRIME CBF20BB | PURE PRIME 20BB - CARBON | 10 | 850 | #N/A | PURE PRIME 20BB - CARBON
Yes | OV11282 | 11/02/2015 | EZITECH | ORCA APPLIED ENGINEERING SOLUTIONS CORP. | PVC AP_MALE A_1 | AP MALE ADAPTOR 1" | 15 | 15 | ZYPE MALE ADAPTOR 1" | ZYPE MALE ADAPTOR 1"
Yes | OV11282 | 11/02/2015 | EZITECH | ORCA APPLIED ENGINEERING SOLUTIONS CORP. | ACCS_TY704 | TY 704- SILICON PASTE | 1 | 100 | TY 704 SILICONE PASTE | TY 704 SILICONE PASTE
Yes | OV11282 | 11/02/2015 | EZITECH | ORCA APPLIED ENGINEERING SOLUTIONS CORP. | ACCS_BRAC BBT | BRACKET STEEL BB TAIWAN | 1 | 200 | BRACKET STEEL BB TAIWAN | BRACKET STEEL BB TAIWAN
Yes | OV11282 | 11/02/2015 | EZITECH | ORCA APPLIED ENGINEERING SOLUTIONS CORP. | PVC AP_COUP TRD_1/2 | AP COUPLING THREADED 1/2" | 10 | 8 | ZYPE COUPLING THREADED 1/2" | ZYPE COUPLING THREADED 1/2"
Yes | OV11282 | 11/02/2015 | EZITECH | ORCA APPLIED ENGINEERING SOLUTIONS CORP. | PVC AP_PTN TRD_1/2 | AP PATENTE THREADED 1/2" | 8 | 62 | ZYPE PATENTE THREADED 1/2" | ZYPE PATENTE THREADED 1/2"
Yes | OV11282 | 11/02/2015 | EZITECH | ORCA APPLIED ENGINEERING SOLUTIONS CORP. | PVC AP_PTN TRD_1 | AP PATENTE THREADED 1" | 4 | 95 | ZYPE PATENTE THREADED 1" | ZYPE PATENTE THREADED 1"
Yes | OV11282 | 11/02/2015 | EZITECH | ORCA APPLIED ENGINEERING SOLUTIONS CORP. | PVC AP_TEE PLN_1 | AP TEE PLAIN 1" | 5 | 36 | ZYPE TEE PLAIN 1" | ZYPE TEE PLAIN 1"
Yes | OV11282 | 11/02/2015 | EZITECH | ORCA APPLIED ENGINEERING SOLUTIONS CORP. | PVC AP_90ELB PLN_1/2 | AP 90° ELBOW PLAIN 1/2" | 40 | 8 | ZYPE 90° ELBOW PLAIN 1/2" | ZYPE 90° ELBOW PLAIN 1/2"
Yes | OV11282 | 11/02/2015 | EZITECH | ORCA APPLIED ENGINEERING SOLUTIONS CORP. | PVC AP_90ELB PLN_3/4 | AP 90° ELBOW PLAIN 3/4" | 15 | 14.5 | ZYPE 90° ELBOW PLAIN 3/4" | ZYPE 90° ELBOW PLAIN 3/4"
Yes | OV11282 | 11/02/2015 | EZITECH | ORCA APPLIED ENGINEERING SOLUTIONS CORP. | PVC AP_90ELB PLN_1 | AP 90° ELBOW PLAIN 1" | 15 | 18 | ZYPE 90° ELBOW PLAIN 1" | ZYPE 90° ELBOW PLAIN 1"
Yes | OV11282 | 11/02/2015 | EZITECH | ORCA APPLIED ENGINEERING SOLUTIONS CORP. | PVC AP_PTN PLN_1 | AP PATENTE PLAIN 1" | 5 | 98 | ZYPE PATENTE PLAIN 1" | ZYPE PATENTE PLAIN 1"
Yes | OV11283 | 11/02/2015 | ARMOR | ARMOR 8 MACHINERY | FIL CCK(UDF20"-B)SL | CCK BLUE PLUMP GAC CARTRIDGE UDF20"-SL | 1 | 320 | CCK BLUE PLUMP GAC CARTRIDGE UDF 20"SL | CCK BLUE PLUMP GAC CARTRIDGE UDF 20"SL
Yes | OV11283 | 11/02/2015 | ARMOR | ARMOR 8 MACHINERY | FIL NB WP5 - 20SL | PUREGEN 20SL - WP 5 MICRON | 1 | 160 | #N/A | PUREGEN 20SL - WP 5 MICRON
Yes | OV11284 | 11/02/2015 | PENGUIN | PENGUIN TUBE ICE | PVC - BVALVE 1" | BALL VALVE 1" | 6 | 106 | ZYPE BALL VALVE 1" | ZYPE BALL VALVE 1"
Yes | OV11284 | 11/02/2015 | PENGUIN | PENGUIN TUBE ICE | PVC - BVALVE 3/4 | BALL VALVE 3/4 | 2 | 74 | #N/A | BALL VALVE 3/4
Yes | OV11284 | 11/02/2015 | PENGUIN | PENGUIN TUBE ICE | PVC AP_CLAMP_1 | AP CLAMP 1" | 5 | 22 | ZYPE CLAMP 1" | ZYPE CLAMP 1"
Yes | OV11284 | 11/02/2015 | PENGUIN | PENGUIN TUBE ICE | PVC AP_COUP PLN_1 | AP COUPLING PLAIN 1" | 1 | 15 | ZYPE COUPLING PLAIN 1" | ZYPE COUPLING PLAIN 1"
Yes | OV11284 | 11/02/2015 | PENGUIN | PENGUIN TUBE ICE | PVC AP_COUP PLN_3/4 | AP COUPLING PLAIN 3/4" | 1 | 10 | ZYPE COUPLING PLAIN 3/4" | ZYPE COUPLING PLAIN 3/4"
Yes | OV11284 | 11/02/2015 | PENGUIN | PENGUIN TUBE ICE | PVC AP_COUP TRD_1 | AP COUPLING THREADED 1" | 2 | 21 | ZYPE COUPLING THREADED 1" | ZYPE COUPLING THREADED 1"
Yes | OV11284 | 11/02/2015 | PENGUIN | PENGUIN TUBE ICE | PVC AP_COUP TRD_1/2 | AP COUPLING THREADED 1/2" | 1 | 15 | ZYPE COUPLING THREADED 1/2" | ZYPE COUPLING THREADED 1/2"
Yes | OV11284 | 11/02/2015 | PENGUIN | PENGUIN TUBE ICE | PVC AP_COUP THR_3/4X1/2 | AP COUPLING REDUCER THREADED 3/4" x 1/2" | 6 | 25 | ZYPE COUPLING REDUCER THREADED 3/4" x 1/2" | ZYPE COUPLING REDUCER THREADED 3/4" x 1/2"
Yes | OV11284 | 11/02/2015 | PENGUIN | PENGUIN TUBE ICE | PVC - P1/2 | PIPE 1/2 | 2 | 140 | ZYPE PIPE 1/2" | ZYPE PIPE 1/2"
Yes | OV11284 | 11/02/2015 | PENGUIN | PENGUIN TUBE ICE | PVC AP_PTN PLN_1/2 | AP PATENTE PLAIN 1/2" | 3 | 40 | ZYPE PATENTE PLAIN 1/2" | ZYPE PATENTE PLAIN 1/2"
Yes | OV11284 | 11/02/2015 | PENGUIN | PENGUIN TUBE ICE | PVC AP_90ELB PLN_3/4 | AP 90° ELBOW PLAIN 3/4" | 11 | 15 | ZYPE 90° ELBOW PLAIN 3/4" | ZYPE 90° ELBOW PLAIN 3/4"
Yes | OV11284 | 11/02/2015 | PENGUIN | PENGUIN TUBE ICE | PVC AP_90ELB PLN_1 | AP 90° ELBOW PLAIN 1" | 26 | 23 | ZYPE 90° ELBOW PLAIN 1" | ZYPE 90° ELBOW PLAIN 1"
Yes | OV11284 | 11/02/2015 | PENGUIN | PENGUIN TUBE ICE | PVC AP_90ELB PLN_1/2 | AP 90° ELBOW PLAIN 1/2" | 3 | 10 | ZYPE 90° ELBOW PLAIN 1/2" | ZYPE 90° ELBOW PLAIN 1/2"
Yes | OV11284 | 11/02/2015 | PENGUIN | PENGUIN TUBE ICE | PVC AP_IN RED_3/4x1/2 | AP INSIDE REDUCER 3/4" x 1/2" | 6 | 7 | ZYPE INSIDE REDUCER 3/4" x 1/2" | ZYPE INSIDE REDUCER 3/4" x 1/2"
Yes | OV11285 | 11/02/2015 | ANDY | ANDY ALBAO CORPORATION | RF FBB-1u (1) | FILTER BAG 30"- PP1u (180*810) plastic | 30 | 350 | FILTER BAG 30"- PP1u (180*810) PLASTIC RING | FILTER BAG 30"- PP1u (180*810) PLASTIC RING
Yes | OV11286 | 11/02/2015 | PENGUIN | PENGUIN TUBE ICE | PVC AP_IN RED_1x3/4 | AP INSIDE REDUCER 1" x 3/4" | 2 | 10 | ZYPE INSIDE REDUCER 1" x 3/4" | ZYPE INSIDE REDUCER 1" x 3/4"
Yes | OV11286 | 11/02/2015 | PENGUIN | PENGUIN TUBE ICE | PVC AP_MALE A_1 | AP MALE ADAPTOR 1" | 18 | 20 | ZYPE MALE ADAPTOR 1" | ZYPE MALE ADAPTOR 1"
Yes | OV11286 | 11/02/2015 | PENGUIN | PENGUIN TUBE ICE | ACCS_SCREW2 | SCREW for BB HOUSING | 8 | 11 | SCREW FOR BB HOUSING | SCREW FOR BB HOUSING
Yes | OV11286 | 11/02/2015 | PENGUIN | PENGUIN TUBE ICE | ACCS_FS | FOOTSWITCH | 1 | 450 | SFMP-1 FOOT SWITCH | SFMP-1 FOOT SWITCH
Yes | OV11286 | 11/02/2015 | PENGUIN | PENGUIN TUBE ICE | PVC - OUT RED_1 | OUTSIDE REDUCER 3/4 x 1/2 | 6 | 10 | #N/A | OUTSIDE REDUCER 3/4 x 1/2
Yes | OV11286 | 11/02/2015 | PENGUIN | PENGUIN TUBE ICE | PVC - P1 | PIPE 1" | 3 | 344 | ZYPE PIPE 1" | ZYPE PIPE 1"
Yes | OV11286 | 11/02/2015 | PENGUIN | PENGUIN TUBE ICE | PVC AP_PTN TRD_1 | AP PATENTE THREADED 1" | 1 | 110 | ZYPE PATENTE THREADED 1" | ZYPE PATENTE THREADED 1"
Yes | OV11286 | 11/02/2015 | PENGUIN | PENGUIN TUBE ICE | PVC AP_PTN PLN_1 | AP PATENTE PLAIN 1" | 12 | 85 | ZYPE PATENTE PLAIN 1" | ZYPE PATENTE PLAIN 1"
Yes | OV11286 | 11/02/2015 | PENGUIN | PENGUIN TUBE ICE | PVC AP_PTN TRD_3/4 | AP PATENTE THREADED 3/4" | 2 | 70 | ZYPE PATENTE THREADED 3/4" | ZYPE PATENTE THREADED 3/4"
Yes | OV11286 | 11/02/2015 | PENGUIN | PENGUIN TUBE ICE | PVC AP_TEE PLN_1 | AP TEE PLAIN 1" | 7 | 35 | ZYPE TEE PLAIN 1" | ZYPE TEE PLAIN 1"
Yes | OV11286 | 11/02/2015 | PENGUIN | PENGUIN TUBE ICE | PVC AP_TEE PLN_3/4 | AP TEE PLAIN 3/4" | 3 | 20 | ZYPE TEE PLAIN 3/4" | ZYPE TEE PLAIN 3/4"
Yes | OV11286 | 11/02/2015 | PENGUIN | PENGUIN TUBE ICE | PVC- TEFLON | TEFLON TAPE | 15 | 15 | TITANIUM TEFLON TAPE 3/4" | TITANIUM TEFLON TAPE 3/4"
Yes | OV11286 | 11/02/2015 | PENGUIN | PENGUIN TUBE ICE | PVC - F.V.A | FORMOSA VINYL ADHESIVE | 1 | 200 | FORMOSA VINYL ADHESIVE 410g | FORMOSA VINYL ADHESIVE 410g
Yes | OV11286 | 11/02/2015 | PENGUIN | PENGUIN TUBE ICE | PRE PG 100 AIR | PRESSURE GAUGE 100 PSI - AIR (904498) | 1 | 250 | #N/A | PRESSURE GAUGE 100 PSI - AIR (904498)
Yes | OV11286 | 11/02/2015 | PENGUIN | PENGUIN TUBE ICE | ACCS_STS H2809 | STRAINER H 2809 Top Distribution (6"-12") | 3 | 300 | STRAINER H 2809 TOP (6"-12") | STRAINER H 2809 TOP (6"-12")
Yes | OV11286 | 11/02/2015 | PENGUIN | PENGUIN TUBE ICE | ACCS_STS H2810 | STRAINER H 2810 Bottom Distribution (6"-12") | 3 | 300 | STRAINER H 2810 BOTTOM (6"-12") | STRAINER H 2810 BOTTOM (6"-12")
Yes | OV11286 | 11/02/2015 | PENGUIN | PENGUIN TUBE ICE | PVC - P3/4 | PIPE 3/4 | 2 | 212 | ZYPE PIPE 3/4 | ZYPE PIPE 3/4
Yes | OV11287 | 11/02/2015 | ACM | ACM MEYCAUAYAN | FIL PRIME CBF20SL | PURE PRIME 20SL - CARBON Filter | 6 | 300 | PURE PRIME 20SL - CARBON Filter | PURE PRIME 20SL - CARBON Filter
Yes | OV11288 | 11/02/2015 | REDROBIN | REDROBIN FOODS CO. | CARTRIDGE_12 EUR T3S | EUREKA T3S 10" (triple cartridge) | 1 | 1980 | EUREKA EWPS-3S T3S 10" | EUREKA EWPS-3S T3S 10"
Yes | OV11289 | 11/02/2015 | ATHENS | ATHENS HARDWARE AND GENERAL MERCHANDISE | PRE MPC-30 | MASAKI HIGH PRESSURE SWITCH MPC-30 | 4 | 900 | MASAKI HIGH PRESSURE SWITCH MPC-30 | MASAKI HIGH PRESSURE SWITCH MPC-30
Yes | OV11291 | 11/02/2015 | JUN/JBL | JBTECH INDUSTRIAL SALES | FIL SF2001 wo/p | PUREGEN 20SL - 50 MICRON | 30 | 120 | #N/A | PUREGEN 20SL - 50 MICRON
Yes | OV11291 | 11/02/2015 | JUN/JBL | JBTECH INDUSTRIAL SALES | FIL HYDRO 20BB-PP | HYDROSEP 20BB - 1 MICRON | 5 | 600 | #N/A | HYDROSEP 20BB - 1 MICRON
Yes | OV11291 | 11/02/2015 | JUN/JBL | JBTECH INDUSTRIAL SALES | PUMP ATS550 | AQUA TEDELA ATS-550 3/4hp (0.55kw) | 2 | 3610 | AQUA TEDELA ATS-550 3/4hp (0.55kw) | AQUA TEDELA ATS-550 3/4hp (0.55kw)
Yes | OV11292 | 11/02/2015 | CHAN E | ERNESTO CHAN | PUMP EMP BOAST 50GPD | EMPRESS DIAPHRAGM PUMP 50GPD (0.31gpm) | 1 | 2000 | EMPRESS DIAPHRAGM PUMP 50GPD (0.31GPM) | EMPRESS DIAPHRAGM PUMP 50GPD (0.31GPM)
Yes | OV11293 | 11/02/2015 | RUBEN | BARONTECH INDUSTRIAL CORP. | PRE FM 5Z | FLOWMETER TUBE 5 GPM (Z-5015) -1/2" mle ptte thrd | 2 | 1105 | FLOWMETER TUBE 5 GPM (AQUA Z-5015) - 1/2" pipeline plain | FLOWMETER TUBE 5 GPM (AQUA Z-5015) - 1/2" pipeline plain
Yes | OV11294 | 11/02/2015 | BENGAR INDUSTRIAL | BENGAR INDUSTRIAL CORPORATION | FIL GAC 10SL | WATERCHECK GAC - 10SL | 1 | 250 | #N/A | WATERCHECK GAC - 10SL
Yes | OV11294 | 11/02/2015 | BENGAR INDUSTRIAL | BENGAR INDUSTRIAL CORPORATION | FIL WC 10SL-CBF | WATERCHECK 10SL - CBF | 1 | 180 | #N/A | WATERCHECK 10SL - CBF
Yes | OV11294 | 11/02/2015 | BENGAR INDUSTRIAL | BENGAR INDUSTRIAL CORPORATION | FIL WC 10SL-PP | WATERCHECK 10SL - 5 MICRON | 1 | 50 | #N/A | WATERCHECK 10SL - 5 MICRON
Yes | OV11294 | 11/02/2015 | BENGAR INDUSTRIAL | BENGAR INDUSTRIAL CORPORATION | PRE FC 6N |  |  |  | #N/A
Yes | OV11295 | 11/03/2015 | MATTEN | MATTEN TECHNOLOGIES INC. | VH_FLECK3150FT | FLECK VALVE HEAD 3150 SEDIMENT (CHINA) | 2 | 38500 | FLECK VALVE HEAD 3150 SEDIMENT (CHINA) | FLECK VALVE HEAD 3150 SEDIMENT (CHINA)
Yes | OV11296 | 11/03/2015 | CHAN E | ERNESTO CHAN | PUMP EMP ADAP 220v50HZ | EMPRESS ADAPTOR 220v 50HZ (JK-22412) | 1 | 800 | EMPRESS ADAPTOR 220v 50HZ (JK-22412) | EMPRESS ADAPTOR 220v 50HZ (JK-22412)
Yes | OV11297 | 11/03/2015 | AQUALITY | JL DIAL MED TRADING CO. | PVC - BVALVE 3/4 | BALL VALVE 3/4 | 15 | 74 | #N/A | BALL VALVE 3/4
Yes | OV11297 | 11/03/2015 | AQUALITY | JL DIAL MED TRADING CO. | PVC AP_90ELB PLN_3/4 | AP 90° ELBOW PLAIN 3/4" | 1 | 14.5 | ZYPE 90° ELBOW PLAIN 3/4" | ZYPE 90° ELBOW PLAIN 3/4"
Yes | OV11297 | 11/03/2015 | AQUALITY | JL DIAL MED TRADING CO. | PPR- 45˚ ELBOW3/4 | PPR 45˚ ELBOW PLAIN 3/4 | 1 | 20 | PPR 45? ELBOW PLAIN 3/4" | PPR 45? ELBOW PLAIN 3/4"
Yes | OV11298 | 11/03/2015 | BENGAR INDUSTRIAL | BENGAR INDUSTRIAL CORPORATION | FIL WC 10SL-PP | WATERCHECK 10SL - 5 MICRON | 1 | 50 | #N/A | WATERCHECK 10SL - 5 MICRON
Yes | OV11298 | 11/03/2015 | BENGAR INDUSTRIAL | BENGAR INDUSTRIAL CORPORATION | FIL WC 10SL-CBF | WATERCHECK 10SL - CBF | 1 | 180 | #N/A | WATERCHECK 10SL - CBF
Yes | OV11299 | 11/03/2015 | LAÑUZO | ARNOLD LAÑUZO | MF PBL5 | PEBBLES #5 | 1 | 500 | PEBBLES #5 | PEBBLES #5
Yes | OV11299 | 11/03/2015 | LAÑUZO | ARNOLD LAÑUZO | ACCS_STS | STRAINER H 2805 | 1 | 0 | #N/A | STRAINER H 2805
Yes | OV11299 | 11/03/2015 | LAÑUZO | ARNOLD LAÑUZO | ACCS_STSB | STRAINER H 2807 | 1 | 0 | #N/A | STRAINER H 2807
Yes | OV11299 | 11/03/2015 | LAÑUZO | ARNOLD LAÑUZO | ACCS_RTUBE | RISER TUBE ONLY (10x54) | 1 | 0 | RISER TUBE for 10 x 54 FRP | RISER TUBE for 10 x 54 FRP
Yes | OV11299 | 11/03/2015 | LAÑUZO | ARNOLD LAÑUZO | VH MSED | MANUAL HEAD SEDIMENT F56A3 2.5" | 1 | 1200 | RUNXIN MANUAL HEAD F56A3 SEDIMENT (4m³/h) | RUNXIN MANUAL HEAD F56A3 SEDIMENT (4m³/h)
Yes | OV11299 | 11/03/2015 | LAÑUZO | ARNOLD LAÑUZO | FRP 1054 SMP_2 | FRP TANK 10" x 54" CANATURE BLUE color | 1 | 2200 | (bdle) FRP TANK 10" x 54" (-2.5T) CANATURE BLUE color w/ ACCS. | (bdle) FRP TANK 10" x 54" (-2.5T) CANATURE BLUE color w/ ACCS.
Yes | OV11300 | 11/03/2015 | CABIGTING | CABIGTING ENTERPRISE (AQUABEST) | FIL HYDRO 20 PP_1 | HYDROSEP 20SL - 10 MICRON | 6 | 100 | #N/A | HYDROSEP 20SL - 10 MICRON
Yes | OV11300 | 11/03/2015 | CABIGTING | CABIGTING ENTERPRISE (AQUABEST) | FIL HYDRO 20 PP_1 | HYDROSEP 20SL - 5 MICRON | 6 | 100 | #N/A | HYDROSEP 20SL - 5 MICRON
Yes | OV11300 | 11/03/2015 | CABIGTING | CABIGTING ENTERPRISE (AQUABEST) | FIL HYDRO 20 PP_1 | HYDROSEP 20SL - 1 MICRON | 6 | 100 | #N/A | HYDROSEP 20SL - 1 MICRON
Yes | OV11301G | 11/03/2015 | CABIGTING | CABIGTING ENTERPRISE (AQUABEST) | GAL_NST CUP | NON-SPILL TYPE for ROUND CONT (half-cap) | 20 | 4 | HALF-CAP NON-SPILL TYPE for ROUND CONT | HALF-CAP NON-SPILL TYPE for ROUND CONT
Yes | OV11302 | 11/03/2015 | BRAZEN | BRAZEN INDUSTRIES, INC. | JACO C-C0001L | JACO PN-4 1/4"x1/4" male pipe straigth (china) | 2 | 60 | JACO PN-4 - 1/4" x 1/4" male pipe straigth (china) | JACO PN-4 - 1/4" x 1/4" male pipe straigth (china)
Yes | OV11302 | 11/03/2015 | BRAZEN | BRAZEN INDUSTRIES, INC. | PVC - C-711-0.5L | PVC 711 CEMENT | 3 | 500 | WELD-ON PVC 711 CEMENT 16oz. | WELD-ON PVC 711 CEMENT 16oz.
Yes | OV11303 | 11/03/2015 | JISMAR | JISMAR EQUIPMENT TRADING AND SERVICES | ACCS_HC | HOSE CONNECTOR for PRESSURE TANK | 3 | 0 | HOSE CONNECTOR for PRESSURE TANK | HOSE CONNECTOR for PRESSURE TANK
Yes | OV11303 | 11/03/2015 | JISMAR | JISMAR EQUIPMENT TRADING AND SERVICES | TANK_21L HYBLUE | PRESSURE TANK 22.7ltrs. (6 gallon) blue HYDROSEP | 3 | 2800 | (bdle) PRESSURE TANK 6 GALLON/22.7L. HYDROSEP BLUE w/ CONNECTOR | (bdle) PRESSURE TANK 6 GALLON/22.7L. HYDROSEP BLUE w/ CONNECTOR
Yes | OV11304 | 11/03/2015 | DRAJDAN | DRAJDAN ELECTRO-MECHANICAL TRADING & SERVICES | PVC - C-711-0.5L | PVC 711 CEMENT | 4 | 576 | WELD-ON PVC 711 CEMENT 16oz. | WELD-ON PVC 711 CEMENT 16oz.
Yes | OV11305 | 11/03/2015 | HYDRO | HYDROPURE TECH PHILS CORP. | PVC - P1/2 | PIPE 1/2 | 2 | 119 | ZYPE PIPE 1/2" | ZYPE PIPE 1/2"
Yes | OV11305 | 11/03/2015 | HYDRO | HYDROPURE TECH PHILS CORP. | PVC - P 1x1/2 | PIPE 1*1/2 | 4 | 568 | ZYPE PIPE 1*1/2" | ZYPE PIPE 1*1/2"
Yes | OV11305 | 11/03/2015 | HYDRO | HYDROPURE TECH PHILS CORP. | PVC - P2 | PIPE 2" | 8 | 775 | ZYPE PIPE 2" | ZYPE PIPE 2"
Yes | OV11305 | 11/03/2015 | HYDRO | HYDROPURE TECH PHILS CORP. | PVC AP_TEE PLN_1*1/2 | AP TEE PLAIN 1*1/2" | 4 | 72 | ZYPE TEE PLAIN 1*1/2" | ZYPE TEE PLAIN 1*1/2"
Yes | OV11305 | 11/03/2015 | HYDRO | HYDROPURE TECH PHILS CORP. | PVC AP_COUP TRD_1/2 | AP COUPLING THREADED 1/2" | 6 | 7 | ZYPE COUPLING THREADED 1/2" | ZYPE COUPLING THREADED 1/2"
Yes | OV11305 | 11/03/2015 | HYDRO | HYDROPURE TECH PHILS CORP. | PVC AP_90ELB PLN_1*1/2 | AP 90° ELBOW PLAIN 1*1/2" | 12 | 45 | ZYPE 90° ELBOW PLAIN 1*1/2" | ZYPE 90° ELBOW PLAIN 1*1/2"
Yes | OV11305 | 11/03/2015 | HYDRO | HYDROPURE TECH PHILS CORP. | PVC AP_90ELB PLN_2 | AP 90° ELBOW PLAIN 2" | 40 | 87 | ZYPE 90° ELBOW PLAIN 2" | ZYPE 90° ELBOW PLAIN 2"
Yes | OV11305 | 11/03/2015 | HYDRO | HYDROPURE TECH PHILS CORP. | PVC AP_COUP TRD_1*1/2" | AP COUPLING THREADED 1*1/2" | 4 | 77 | ZYPE COUPLING THREADED 1*1/2" | ZYPE COUPLING THREADED 1*1/2"
Yes | OV11306 | 11/03/2015 | ERAGEN | ERAGEN SALES & GEN. MERCHANDISE INC. | FIL HYDRO 10SL CBF | HYDROSEP 10SL - CBF | 2 | 285 | #N/A | HYDROSEP 10SL - CBF
Yes | OV11306 | 11/03/2015 | ERAGEN | ERAGEN SALES & GEN. MERCHANDISE INC. | FIL PRIME10SL-PP5 | PURE PRIME 10SL - 5 MICRON | 2 | 50 | PURE PRIME 10SL - 5 MICRON | PURE PRIME 10SL - 5 MICRON
Yes | OV11307 | 11/03/2015 | SEACOM | SEACOM, INC. | UV LAMP 6GPM (AB) | ULTRA VIOLET LAMP 6 GPM - (aqua-b) | 2 | 1200 | ULTRA VIOLET AQUA-B LAMP 6 GPM (23W) | ULTRA VIOLET AQUA-B LAMP 6 GPM (23W)
Yes | OV11307 | 11/03/2015 | SEACOM | SEACOM, INC. | ROM_LCHR | FILMTEC BW30 40 x 40 L.C.H.R | 6 | 12500 | FILMTEC BW30 40 x 40 L.C.H.R | FILMTEC BW30 40 x 40 L.C.H.R
Yes | OV11308 | 11/03/2015 | SENIORIN K. | KHERWIN SENIORIN | ACCS_HEAT | HEAT GUN AP1600W model | 2 | 750 | HEAT GUN AP1600W model | HEAT GUN AP1600W model
Yes | OV11308 | 11/03/2015 | SENIORIN K. | KHERWIN SENIORIN | PVC-ELB-TRD 1/2 | ELBOW THREADED 1/2 | 4 | 23 | ZYPE 90° ELBOW THREADED 1/2" | ZYPE 90° ELBOW THREADED 1/2"
Yes | OV11309 | 11/03/2015 | GARCIA R. | ROBERT GARCIA | PVC - F.V.A | FORMOSA VINYL ADHESIVE | 1 | 180 | FORMOSA VINYL ADHESIVE 410g | FORMOSA VINYL ADHESIVE 410g
Yes | OV11309 | 11/03/2015 | GARCIA R. | ROBERT GARCIA | PVC- TEFLON | TEFLON TAPE | 3 | 15 | TITANIUM TEFLON TAPE 3/4" | TITANIUM TEFLON TAPE 3/4"
Yes | OV11309 | 11/03/2015 | GARCIA R. | ROBERT GARCIA | PVC - BVALVE 1" | BALL VALVE 1" | 2 | 106 | ZYPE BALL VALVE 1" | ZYPE BALL VALVE 1"
Yes | OV11309 | 11/03/2015 | GARCIA R. | ROBERT GARCIA | PVC - P1 | PIPE 1" | 1 | 344 | ZYPE PIPE 1" | ZYPE PIPE 1"
Yes | OV11309 | 11/03/2015 | GARCIA R. | ROBERT GARCIA | PVC - OUT RED_2 | OUTSIDE REDUCER 1 x 1/2 | 1 | 15 | ZYPE OUTSIDE REDUCER 1" x 1/2" | ZYPE OUTSIDE REDUCER 1" x 1/2"
Yes | OV11309 | 11/03/2015 | GARCIA R. | ROBERT GARCIA | PVC AP_MALE A_1 | AP MALE ADAPTOR 1" | 6 | 18 | ZYPE MALE ADAPTOR 1" | ZYPE MALE ADAPTOR 1"
Yes | OV11309 | 11/03/2015 | GARCIA R. | ROBERT GARCIA | FIL PRIME20BB-PP5 | PURE PRIME 20BB - 5 MICRON | 1 | 500 | PURE PRIME 20BB - 5 MICRON | PURE PRIME 20BB - 5 MICRON
Yes | OV11309 | 11/03/2015 | GARCIA R. | ROBERT GARCIA | FIL PRIME CBF20BB | PURE PRIME 20BB - CARBON Filter | 1 | 1200 | PURE PRIME 20BB - CARBON Filter | PURE PRIME 20BB - CARBON Filter
Yes | OV11309 | 11/03/2015 | GARCIA R. | ROBERT GARCIA | FIL PRIME20BB-PP1 | PURE PRIME 20BB - 1 MICRON | 1 | 500 | PURE PRIME 20BB - 1 MICRON | PURE PRIME 20BB - 1 MICRON
Yes | OV11309 | 11/03/2015 | GARCIA R. | ROBERT GARCIA | PVC AP_90ELB PLN_1 | AP 90° ELBOW PLAIN 1" | 1 | 21 | ZYPE 90° ELBOW PLAIN 1" | ZYPE 90° ELBOW PLAIN 1"
Yes | OV11310 | 11/03/2015 | RUBEN | BARONTECH INDUSTRIAL CORP. | FIL NB WP1 - 20SL | PUREGEN 20SL - WP 1 MICRON | 75 | 90 | #N/A | PUREGEN 20SL - WP 1 MICRON
Yes | OV11310 | 11/03/2015 | RUBEN | BARONTECH INDUSTRIAL CORP. | UV BALLAST REP 2 | ULTRA VIOLET BALLAST 2 GPM | 6 | 1800 | ULTRA VIOLET WONDER BALLAST 2 GPM | ULTRA VIOLET WONDER BALLAST 2 GPM
Yes | OV11311 | 11/03/2015 | CARIGMA | RENEX MANAGEMENT INC. | PVC AP_COUP TRD_1 | AP COUPLING THREADED 1" | 2 | 23 | ZYPE COUPLING THREADED 1" | ZYPE COUPLING THREADED 1"
Yes | OV11311 | 11/03/2015 | CARIGMA | RENEX MANAGEMENT INC. | PVC - P1 | PIPE 1" | 1 | 344 | ZYPE PIPE 1" | ZYPE PIPE 1"
Yes | OV11311 | 11/03/2015 | CARIGMA | RENEX MANAGEMENT INC. | PVC- TEFLON | TEFLON TAPE | 4 | 15 | TITANIUM TEFLON TAPE 3/4" | TITANIUM TEFLON TAPE 3/4"
Yes | OV11311 | 11/03/2015 | CARIGMA | RENEX MANAGEMENT INC. | PVC AP_PTN PLN_1 | AP PATENTE PLAIN 1" | 2 | 115 | ZYPE PATENTE PLAIN 1" | ZYPE PATENTE PLAIN 1"
Yes | OV11311 | 11/03/2015 | CARIGMA | RENEX MANAGEMENT INC. | PVC AP_MALE A_1 | AP MALE ADAPTOR 1" | 2 | 25 | ZYPE MALE ADAPTOR 1" | ZYPE MALE ADAPTOR 1"
Yes | OV11311 | 11/03/2015 | CARIGMA | RENEX MANAGEMENT INC. | NIP_NP1 | NIPLE REDUCER 1" SS | 2 | 100 | NIPPLE REDUCER M-THREAD PIPE 1" STAINLESS | NIPPLE REDUCER M-THREAD PIPE 1" STAINLESS
Yes | OV11311 | 11/03/2015 | CARIGMA | RENEX MANAGEMENT INC. | ACCS_OL15 | OVERLOAD RELAY 15A (CHINT BRAND) | 1 | 350 | TH-P12E 15A OVERLOAD RELAY | TH-P12E 15A OVERLOAD RELAY
Yes | OV11311 | 11/03/2015 | CARIGMA | RENEX MANAGEMENT INC. | ACCS_MCS-P15 | MAGNETIC CONTACTOR S-P15 (Shihlin electric) | 2 | 450 | XSC1-015 SP-15 MAGNETIC CONTACTOR | XSC1-015 SP-15 MAGNETIC CONTACTOR
Yes | OV11311 | 11/03/2015 | CARIGMA | RENEX MANAGEMENT INC. | ACCS_MCS-P11 | MAGNETIC CONTACTOR SP-11 | 1 | 450 | XSC1-011 SP-11 MAGNETIC CONTACTOR | XSC1-011 SP-11 MAGNETIC CONTACTOR
Yes | OV11312 | 11/05/2015 | PHILIPPINE AMUSEMENT | PHILIPPINE AMUSEMENT ENT. INC. | ACCS_BRAC ST | BRACKET STEEL TAIWAN (new) | 16 | 0 | BRACKET STEEL TAIWAN (NEW) | BRACKET STEEL TAIWAN (NEW)
Yes | OV11312 | 11/05/2015 | PHILIPPINE AMUSEMENT | PHILIPPINE AMUSEMENT ENT. INC. | ACCS_SCREW1 | SCREW for SL HOUSING | 64 | 0 | SCREW FOR SL HOUSING | SCREW FOR SL HOUSING
Yes | OV11312 | 11/05/2015 | PHILIPPINE AMUSEMENT | PHILIPPINE AMUSEMENT ENT. INC. | ACCS_SPNR SL C | SPANNER WRENCH SLIM 20" CHINA | 5 | 0 | (zero price) SPANNER WRENCH SLIM 20" CHINA (BLACK) | (zero price) SPANNER WRENCH SLIM 20" CHINA (BLACK)
Yes | OV11312 | 11/05/2015 | PHILIPPINE AMUSEMENT | PHILIPPINE AMUSEMENT ENT. INC. | HOUSING SBHC_2 | SLIM BLUE HOUSING 20" npt 3/4" China (CH20-40) | 16 | 650 | (bdle) SLIM BLUE HOUSING 20" npt 3/4" CHINA (CH20-40) w/ ACCS. | (bdle) SLIM BLUE HOUSING 20" npt 3/4" CHINA (CH20-40) w/ ACCS.
Yes | OV11313 | 11/05/2015 | PHILIPPINE AMUSEMENT | PHILIPPINE AMUSEMENT ENT. INC. | ACCS_BRAC ST | BRACKET STEEL TAIWAN (new) | 69 | 0 | BRACKET STEEL TAIWAN (NEW) | BRACKET STEEL TAIWAN (NEW)
Yes | OV11313 | 11/05/2015 | PHILIPPINE AMUSEMENT | PHILIPPINE AMUSEMENT ENT. INC. | ACCS_SCREW1 | SCREW for SL HOUSING | 276 | 0 | SCREW FOR SL HOUSING | SCREW FOR SL HOUSING
Yes | OV11313 | 11/05/2015 | PHILIPPINE AMUSEMENT | PHILIPPINE AMUSEMENT ENT. INC. | ACCS_SPNR SL C | SPANNER WRENCH SLIM 20" CHINA | 23 | 0 | (zero price) SPANNER WRENCH SLIM 20" CHINA (BLACK) | (zero price) SPANNER WRENCH SLIM 20" CHINA (BLACK)
Yes | OV11313 | 11/05/2015 | PHILIPPINE AMUSEMENT | PHILIPPINE AMUSEMENT ENT. INC. | HOUSING SBHC_2 | SLIM BLUE HOUSING 20" npt 3/4" China (CH20-4 bv 0) | 69 | 650 | #N/A | SLIM BLUE HOUSING 20" npt 3/4" China (CH20-4 bv 0)
Yes | OV11314 | 11/04/2015 | 99 COM | 99 COMMERCIAL INC. | PVC AP_IN RED_3/4x1/2 | AP INSIDE REDUCER 3/4" x 1/2" | 20 | 7.5 | ZYPE INSIDE REDUCER 3/4" x 1/2" | ZYPE INSIDE REDUCER 3/4" x 1/2"
Yes | OV11314 | 11/04/2015 | 99 COM | 99 COMMERCIAL INC. | PVC AP_PTN PLN_1 | AP PATENTE PLAIN 1" | 30 | 98 | ZYPE PATENTE PLAIN 1" | ZYPE PATENTE PLAIN 1"
Yes | OV11314 | 11/04/2015 | 99 COM | 99 COMMERCIAL INC. | PVC AP_MALE A_3/4 | AP MALE ADAPTOR 3/4" | 20 | 16 | ZYPE MALE ADAPTOR 3/4" | ZYPE MALE ADAPTOR 3/4"
Yes | OV11314 | 11/04/2015 | 99 COM | 99 COMMERCIAL INC. | PVC AP_DUBV_1 | AP DOUBLE UNION BALL VALVE 1" | 30 | 600 | ZYPE DOUBLE UNION BALL VALVE 1" | ZYPE DOUBLE UNION BALL VALVE 1"
Yes | OV11315 | 11/05/2015 | FLUID TECH | FLUID TECHNOLOGY & ENVI. | PVC - C-711-0.5L | PVC 711 CEMENT | 20 | 500 | WELD-ON PVC 711 CEMENT 16oz. | WELD-ON PVC 711 CEMENT 16oz.
Yes | OV11315 | 11/05/2015 | FLUID TECH | FLUID TECHNOLOGY & ENVI. | PVC AP_TEE PLN_2 | AP TEE PLAIN 2" | 30 | 146 | ZYPE TEE PLAIN 2" | ZYPE TEE PLAIN 2"
Yes | OV11315 | 11/05/2015 | FLUID TECH | FLUID TECHNOLOGY & ENVI. | PVC AP_COUP TRD_1 | AP COUPLING THREADED 1" | 50 | 21 | ZYPE COUPLING THREADED 1" | ZYPE COUPLING THREADED 1"
Yes | OV11315 | 11/05/2015 | FLUID TECH | FLUID TECHNOLOGY & ENVI. | PVC - BVALVE 3/4 | BALL VALVE 3/4 | 50 | 63 | #N/A | BALL VALVE 3/4
Yes | OV11315 | 11/05/2015 | FLUID TECH | FLUID TECHNOLOGY & ENVI. | PVC - BVALVE 2" | BALL VALVE 2" | 50 | 262 | ZYPE BALL VALVE 2" | ZYPE BALL VALVE 2"
Yes | OV11315 | 11/05/2015 | FLUID TECH | FLUID TECHNOLOGY & ENVI. | PVC AP_PTN PLN_2 | AP PATENTE PLAIN 2" | 50 | 273 | ZYPE PATENTE PLAIN 2" | ZYPE PATENTE PLAIN 2"
Yes | OV11315 | 11/05/2015 | FLUID TECH | FLUID TECHNOLOGY & ENVI. | PVC AP_COUP PLN_1 | AP COUPLING PLAIN 1" | 50 | 14 | ZYPE COUPLING PLAIN 1" | ZYPE COUPLING PLAIN 1"
Yes | OV11315 | 11/05/2015 | FLUID TECH | FLUID TECHNOLOGY & ENVI. | PVC - P1/2 | PIPE 1/2 | 30 | 119 | ZYPE PIPE 1/2" | ZYPE PIPE 1/2"
Yes | OV11315 | 11/05/2015 | FLUID TECH | FLUID TECHNOLOGY & ENVI. | PVC - P3/4 | PIPE 3/4 | 30 | 180 | ZYPE PIPE 3/4 | ZYPE PIPE 3/4
Yes | OV11315 | 11/05/2015 | FLUID TECH | FLUID TECHNOLOGY & ENVI. | PVC - P1 | PIPE 1" | 30 | 292 | ZYPE PIPE 1" | ZYPE PIPE 1"
Yes | OV11316 | 11/05/2015 | QUALIPURE | AQUALIPURE WATER SYSTEM & EQUIPMENT, INC. | ACCS_STS | STRAINER H 2805 | 20 | 140 | #N/A | STRAINER H 2805
Yes | OV11316 | 11/05/2015 | QUALIPURE | AQUALIPURE WATER SYSTEM & EQUIPMENT, INC. | FIL HYDRO 20 PP_1 | HYDROSEP 20SL - 5 MICRON | 50 | 80 | #N/A | HYDROSEP 20SL - 5 MICRON
Yes | OV11318 | 11/04/2015 | JUN/JBL | JBTECH INDUSTRIAL SALES | ACCS_SCREW1 | SCREW for SL HOUSING | 12 | 0 | SCREW FOR SL HOUSING | SCREW FOR SL HOUSING
Yes | OV11318 | 11/04/2015 | JUN/JBL | JBTECH INDUSTRIAL SALES | ACCS_SPNR SL T | SPANNER WRENCH SLIM 20" TAIWAN | 1 | 0 | (zero price) SPANNER WRENCH SLIM 20" TAIWAN (BLACK) | (zero price) SPANNER WRENCH SLIM 20" TAIWAN (BLACK)
Yes | OV11318 | 11/04/2015 | JUN/JBL | JBTECH INDUSTRIAL SALES | ACCS_BRAC ST | BRACKET STEEL TAIWAN (new) | 3 | 0 | BRACKET STEEL TAIWAN (NEW) | BRACKET STEEL TAIWAN (NEW)
Yes | OV11318 | 11/04/2015 | JUN/JBL | JBTECH INDUSTRIAL SALES | HOUSING SCH_10S | SLIM CLEAR HOUSING 10" npt 3/4" Taiwan | 3 | 650 | (bdle) SLIM CLEAR HOUSING 10" npt 3/4" TAIWAN w/ ACCS. | (bdle) SLIM CLEAR HOUSING 10" npt 3/4" TAIWAN w/ ACCS.
Yes | OV11319 | 11/04/2015 | AQUA JADE | AQUA JADE WATER REFILLING STATION | HOSE 64 | HOSE 6 X 4 mm. TRANSPARENT color | 4 | 35 | CHINAUST HOSE 6 x 4 mm. TRANSPARENT (200 meter/roll) | CHINAUST HOSE 6 x 4 mm. TRANSPARENT (200 meter/roll)
Yes | OV11320 | 11/04/2015 | FILTERTECH | FILTERTECH | ACCS_FLSN | FLOAT SWITCH-NEW 3m. | 1 | 300 | WLS-1 FLOAT SWITCH-NEW 3m. | WLS-1 FLOAT SWITCH-NEW 3m.
Yes | OV11320 | 11/04/2015 | FILTERTECH | FILTERTECH | UV QUART2 | ULTRA VIOLET QUARTZSLEEVE 2 GPM (D24.5*330mm) | 3 | 500 | ULTRA VIOLET WONDER QUARTZSLEEVE 2 GPM (13") | ULTRA VIOLET WONDER QUARTZSLEEVE 2 GPM (13")
Yes | OV11322 | 11/04/2015 | ORIENTAL MOTOLITE | ORIENTAL MOTOLITE MARKETING CORP. | ACCS_TDS LTHR | TDS METER w/ LEATHER CASE | 1 | 1200 | HM-3 TDS METER w/ LEATHER CASE | HM-3 TDS METER w/ LEATHER CASE
Yes | OV11323 | 11/04/2015 | HI-PRECISION | HI-PRECISION DIAGNOSTICS | SP_CONN C604 | PUSH FITTING SPC 6 - 04 (6mm.x1/2) straight snap | 1 | 80 | PUSH FITTING SPC 6 - 04 (6mm.x1/2) straight snap | PUSH FITTING SPC 6 - 04 (6mm.x1/2) straight snap
Yes | OV11324 | 11/04/2015 | TAN O. | OLIVER REYES TAN | FIL PRIME CBF10SL | PURE PRIME 10SL - CARBON Filter | 1 | 160 | PURE PRIME 10SL - CARBON Filter | PURE PRIME 10SL - CARBON Filter
Yes | OV11324 | 11/04/2015 | TAN O. | OLIVER REYES TAN | FIL CCK(UDF10"-B)SL | CCK BLUE PLUMP GAC CARTRIDGE UDF10"-SL | 2 | 180 | CCK BLUE PLUMP GAC CARTRIDGE UDF10"-SL | CCK BLUE PLUMP GAC CARTRIDGE UDF10"-SL
Yes | OV11324 | 11/04/2015 | TAN O. | OLIVER REYES TAN | FIL PRIME10SL-PP5 | PURE PRIME 10SL - 5 MICRON | 3 | 50 | PURE PRIME 10SL - 5 MICRON | PURE PRIME 10SL - 5 MICRON
Yes | OV11324 | 11/04/2015 | TAN O. | OLIVER REYES TAN | EWD MITSU | EUREKA MITSUTECH HOT & COLD (MWD-131) | 1 | 3200 | EUREKA MITSUTECH HOT & COLD (MWD-131) | EUREKA MITSUTECH HOT & COLD (MWD-131)
Yes | OV11325 | 11/04/2015 | FLOWLINE | FLOWLINE WATER TECH., INC. | PRE MPC-06 | MASAKI LOW PRESSURE SWITCH MPC-06 | 2 | 1300 | MASAKI LOW PRESSURE SWITCH MPC-06 | MASAKI LOW PRESSURE SWITCH MPC-06
Yes | OV11325 | 11/04/2015 | FLOWLINE | FLOWLINE WATER TECH., INC. | PRE MPC-30 | MASAKI HIGH PRESSURE SWITCH MPC-30 | 2 | 1300 | MASAKI HIGH PRESSURE SWITCH MPC-30 | MASAKI HIGH PRESSURE SWITCH MPC-30
Yes | OV11326 | 11/04/2015 | ESTILLORE F. | CRISTINA ESTILLORE | NIP_NP1/2" | NIPLE REDUCER 1/2" SS | 3 | 70 | NIPPLE REDUCER M-THREAD PIPE 1/2" STAINLESS | NIPPLE REDUCER M-THREAD PIPE 1/2" STAINLESS
Yes | OV11326 | 11/04/2015 | ESTILLORE F. | CRISTINA ESTILLORE | ACCS_AQUG2 | AQUAMETER GALLON (M-09 model) black | 2 | 2000 | AQUAMETER GALLON M-09 model (black) | AQUAMETER GALLON M-09 model (black)
Yes | OV11326 | 11/04/2015 | ESTILLORE F. | CRISTINA ESTILLORE | ACCS_FVC 3/4" | FLOAT VALVE CONTROL 3/4" | 1 | 260 | FLOAT VALVE CONTROL 3/4" | FLOAT VALVE CONTROL 3/4"
Yes | OV11326 | 11/04/2015 | ESTILLORE F. | CRISTINA ESTILLORE | ACCS_FLCR | RADAR FLUID LEVEL CONTROLLER | 3 | 280 | ST-70AB RADAR FLUID LEVEL CONTROLLER | ST-70AB RADAR FLUID LEVEL CONTROLLER
Yes | OV11326 | 11/04/2015 | ESTILLORE F. | CRISTINA ESTILLORE | PVC- TEFLON | TEFLON TAPE | 30 | 15 | TITANIUM TEFLON TAPE 3/4" | TITANIUM TEFLON TAPE 3/4"
Yes | OV11326 | 11/04/2015 | ESTILLORE F. | CRISTINA ESTILLORE | PVC - F.V.A | FORMOSA VINYL ADHESIVE | 1 | 180 | FORMOSA VINYL ADHESIVE 410g | FORMOSA VINYL ADHESIVE 410g
Yes | OV11326 | 11/04/2015 | ESTILLORE F. | CRISTINA ESTILLORE | PVC-ELB-TRD 3/4 | ELBOW THREADED 3/4 | 1 | 23 | ZYPE 90° ELBOW THREADED 3/4" | ZYPE 90° ELBOW THREADED 3/4"
Yes | OV11326 | 11/04/2015 | ESTILLORE F. | CRISTINA ESTILLORE | PVC - OUT RED_1 | OUTSIDE REDUCER 3/4 x 1/2 | 5 | 10 | #N/A | OUTSIDE REDUCER 3/4 x 1/2
Yes | OV11326 | 11/04/2015 | ESTILLORE F. | CRISTINA ESTILLORE | PVC - OUT RED_3 | OUTSIDE REDUCER 1 x 3/4 | 1 | 17 | #N/A | OUTSIDE REDUCER 1 x 3/4
Yes | OV11326 | 11/04/2015 | ESTILLORE F. | CRISTINA ESTILLORE | PVC - P1/2 | PIPE 1/2 | 4 | 119 | ZYPE PIPE 1/2" | ZYPE PIPE 1/2"
Yes | OV11326 | 11/04/2015 | ESTILLORE F. | CRISTINA ESTILLORE | PVC - P1 | PIPE 1" | 2 | 292 | ZYPE PIPE 1" | ZYPE PIPE 1"
Yes | OV11326 | 11/04/2015 | ESTILLORE F. | CRISTINA ESTILLORE | PVC AP_90ELB PLN_1/2 | AP 90° ELBOW PLAIN 1/2" | 40 | 10 | ZYPE 90° ELBOW PLAIN 1/2" | ZYPE 90° ELBOW PLAIN 1/2"
Yes | OV11326 | 11/04/2015 | ESTILLORE F. | CRISTINA ESTILLORE | PVC AP_90ELB PLN_1 | AP 90° ELBOW PLAIN 1" | 25 | 21 | ZYPE 90° ELBOW PLAIN 1" | ZYPE 90° ELBOW PLAIN 1"
Yes | OV11326 | 11/04/2015 | ESTILLORE F. | CRISTINA ESTILLORE | PVC AP_TEE PLN_1/2 | AP TEE PLAIN 1/2" | 5 | 14 | ZYPE TEE PLAIN 1/2" | ZYPE TEE PLAIN 1/2"
Yes | OV11327 | 11/05/2015 | WATER SOURCE | WATER SOURCE SYSTEM TECHNOLOGY | SP_CONN 1204 | PUSH FITTING SPC 12 - 04 (12mm.x1/2) straight snap | 20 | 60 | PUSH FITTING SPC 12 - 04 (12mm.x1/2) straight snap | PUSH FITTING SPC 12 - 04 (12mm.x1/2) straight snap
Yes | OV11327 | 11/05/2015 | WATER SOURCE | WATER SOURCE SYSTEM TECHNOLOGY | FIL HYDRO 20SL CBF | HYDROSEP 20SL - CARBON (w/ net inside) | 72 | 400 | #N/A | HYDROSEP 20SL - CARBON (w/ net inside)
Yes | OV11327 | 11/05/2015 | WATER SOURCE | WATER SOURCE SYSTEM TECHNOLOGY | MF RESIN H-C100E | RESIN H-C 100E (new) | 20 | 1200 | HI-GRADE RESIN H-C 100E | HI-GRADE RESIN H-C 100E
Yes | OV11327 | 11/05/2015 | WATER SOURCE | WATER SOURCE SYSTEM TECHNOLOGY | ACCS_AP2000W | HEAT GUN AP2000W model | 10 | 650 | HEAT GUN AP2000W model | HEAT GUN AP2000W model
Yes | OV11328 | 11/05/2015 | GQWEST | GLOBAL QUALITY WATERS & ENVT'L. SOL. TECH. | FIL HYDRO 20 PP_1 | HYDROSEP 20SL - 1 MICRON | 75 | 85 | #N/A | HYDROSEP 20SL - 1 MICRON
Yes | OV11328 | 11/05/2015 | GQWEST | GLOBAL QUALITY WATERS & ENVT'L. SOL. TECH. |  | HYDROSEP 20SL - CARBON (w/ net inside) - O/S | 120 | 0 | #N/A | HYDROSEP 20SL - CARBON (w/ net inside) - O/S
Yes | OV11329 | 11/05/2015 | QUALIPURE | AQUALIPURE WATER SYSTEM & EQUIPMENT, INC. | ACCS_HEAT | HEAT GUN AP1600W model | 30 | 500 | HEAT GUN AP1600W model | HEAT GUN AP1600W model
Yes | OV11330 | 11/11/2015 | TOCHIGI-KEN | TOCHIGI-KEN TECHNOLOGIES INTERNATIONAL INC. | FIL PRIME20BB-PP1 | PURE PRIME 20BB - 1 MICRON | 4 | 500 | PURE PRIME 20BB - 1 MICRON | PURE PRIME 20BB - 1 MICRON
Yes | OV11331G | 11/09/2015 | HANDYMAN | ROBINSONS HANDYMAN INC. | GAL_SML FCT | FAUCET FOR SLIM CONTAINER GREEN color | 6 | 29.7 | FAUCET FOR SLIM CONTAINER GREEN color | FAUCET FOR SLIM CONTAINER GREEN color
Yes | OV11332 | 11/09/2015 | HANDYMAN | ROBINSONS HANDYMAN INC. | FCET_UNIR | WD FAUCET UNIVERSAL TYPE RED (hot) | 6 | 89.1 | WD FAUCET UNIVERSAL TYPE RED (hot) | WD FAUCET UNIVERSAL TYPE RED (hot)
Yes | OV11333 | 11/10/2015 | HM2 | WALTERMART HANDYMAN INC. | FCET_UNIB | WD FAUCET UNIVERSAL TYPE BLUE (cold) | 30 | 89.1 | WD FAUCET UNIVERSAL TYPE BLUE (cold) | WD FAUCET UNIVERSAL TYPE BLUE (cold)
Yes | OV11333 | 11/10/2015 | HM2 | WALTERMART HANDYMAN INC. | GAL_SML FCT | FAUCET FOR SLIM CONTAINER GREEN color | 6 | 29.7 | FAUCET FOR SLIM CONTAINER GREEN color | FAUCET FOR SLIM CONTAINER GREEN color
Yes | OV11334 | 11/10/2015 | HANDYMAN | ROBINSONS HANDYMAN INC. | TTOP_ACCS | TABLE TOP FAUCET BLUE w/ TUBE & KNOTS SET | 36 | 99 | #N/A | TABLE TOP FAUCET BLUE w/ TUBE & KNOTS SET
Yes | OV11334 | 11/10/2015 | HANDYMAN | ROBINSONS HANDYMAN INC. | TTOP_ACCS | TABLE TOP FAUCET WHITE w/ TUBE & KNOTS SET | 18 | 99 | #N/A | TABLE TOP FAUCET WHITE w/ TUBE & KNOTS SET
Yes | OV11334 | 11/10/2015 | HANDYMAN | ROBINSONS HANDYMAN INC. | GAL_SML FCT | FAUCET FOR SLIM CONTAINER GREEN color | 36 | 29.7 | FAUCET FOR SLIM CONTAINER GREEN color | FAUCET FOR SLIM CONTAINER GREEN color
Yes | OV11334 | 11/10/2015 | HANDYMAN | ROBINSONS HANDYMAN INC. | FCET_UNIB | WD FAUCET UNIVERSAL TYPE BLUE (cold) | 60 | 89.1 | WD FAUCET UNIVERSAL TYPE BLUE (cold) | WD FAUCET UNIVERSAL TYPE BLUE (cold)
Yes | OV11334 | 11/10/2015 | HANDYMAN | ROBINSONS HANDYMAN INC. | FCET_UNIR | WD FAUCET UNIVERSAL TYPE RED (hot) | 66 | 89.1 | WD FAUCET UNIVERSAL TYPE RED (hot) | WD FAUCET UNIVERSAL TYPE RED (hot)
Yes | OV11335 | 11/05/2015 | WET | WET INDUSTRIES, INC. | PVC - C -711-32OZ. | PVC 711 CEMENT 32oz. | 2 | 918 | WELD-ON PVC 711 CEMENT 32oz. | WELD-ON PVC 711 CEMENT 32oz.
Yes | OV11335 | 11/05/2015 | WET | WET INDUSTRIES, INC. | PVC- TEFLON | TEFLON TAPE | 100 | 13 | TITANIUM TEFLON TAPE 3/4" | TITANIUM TEFLON TAPE 3/4"
Yes | OV11335 | 11/05/2015 | WET | WET INDUSTRIES, INC. | ACCS_SH1205 | STRAINER H-1205 (mushroom) | 68 | 150 | STRAINER H 1205 (mushroom) | STRAINER H 1205 (mushroom)
Yes | OV11336 | 11/04/2015 | WARME | WARME CHEMICAL CORPORATION |  | FRP TANK 9" x 48" WAVE CYBER BEIGE - D.I TANK | 1 | 0 | (bdle) FRP TANK 9" x 48" (-2.5T) D.I TANK WAVE CYBER BEIGE color w/ ACCS. | (bdle) FRP TANK 9" x 48" (-2.5T) D.I TANK WAVE CYBER BEIGE color w/ ACCS.
Yes | OV11336 | 11/04/2015 | WARME | WARME CHEMICAL CORPORATION |  | TOP STRAINER | 1 | 0 | #N/A | TOP STRAINER
Yes | OV11336 | 11/04/2015 | WARME | WARME CHEMICAL CORPORATION |  | RISER TUBE FOR D TANK | 1 | 0 | #N/A | RISER TUBE FOR D TANK
Yes | OV11336 | 11/04/2015 | WARME | WARME CHEMICAL CORPORATION |  | BOTTOM STRAINER | 1 | 0 | #N/A | BOTTOM STRAINER
Yes | OV11336 | 11/04/2015 | WARME | WARME CHEMICAL CORPORATION |  | DI TANK ADAPTOR | 1 | 0 | #N/A | DI TANK ADAPTOR
Yes | OV11336 | 11/04/2015 | WARME | WARME CHEMICAL CORPORATION |  |  |  |  | #N/A
Yes | OV11337 | 11/04/2015 | ESTILLORE F. | CRISTINA ESTILLORE | PVC AP_TEE PLN_1 | AP TEE PLAIN 1" | 2 | 32 | ZYPE TEE PLAIN 1" | ZYPE TEE PLAIN 1"
Yes | OV11337 | 11/04/2015 | ESTILLORE F. | CRISTINA ESTILLORE | PVC AP_PTN PLN_1/2 | AP PATENTE PLAIN 1/2" | 4 | 50 | ZYPE PATENTE PLAIN 1/2" | ZYPE PATENTE PLAIN 1/2"
Yes | OV11337 | 11/04/2015 | ESTILLORE F. | CRISTINA ESTILLORE | PVC AP_PTN PLN_1 | AP PATENTE PLAIN 1" | 5 | 82 | ZYPE PATENTE PLAIN 1" | ZYPE PATENTE PLAIN 1"
Yes | OV11337 | 11/04/2015 | ESTILLORE F. | CRISTINA ESTILLORE | PVC - BVALVE 1/2 | BALL VALVE 1/2 | 1 | 48 | #N/A | BALL VALVE 1/2
Yes | OV11337 | 11/04/2015 | ESTILLORE F. | CRISTINA ESTILLORE | PVC - BVALVE 1" | BALL VALVE 1" | 5 | 90 | ZYPE BALL VALVE 1" | ZYPE BALL VALVE 1"
Yes | OV11337 | 11/04/2015 | ESTILLORE F. | CRISTINA ESTILLORE | PVC AP_COUP TRD_1/2 | AP COUPLING THREADED 1/2" | 1 | 8.5 | ZYPE COUPLING THREADED 1/2" | ZYPE COUPLING THREADED 1/2"
Yes | OV11337 | 11/04/2015 | ESTILLORE F. | CRISTINA ESTILLORE | PVC AP_COUP TRD_1 | AP COUPLING THREADED 1" | 1 | 20 | ZYPE COUPLING THREADED 1" | ZYPE COUPLING THREADED 1"
Yes | OV11337 | 11/04/2015 | ESTILLORE F. | CRISTINA ESTILLORE | PVC AP_MALE A_1 | AP MALE ADAPTOR 1" | 7 | 18 | ZYPE MALE ADAPTOR 1" | ZYPE MALE ADAPTOR 1"
Yes | OV11337 | 11/04/2015 | ESTILLORE F. | CRISTINA ESTILLORE | PVC AP_MPT_1/2 | AP MALE PATENTE THREADED 1/2" | 2 | 56 | ZYPE MALE PATENTE THREADED 1/2" | ZYPE MALE PATENTE THREADED 1/2"
Yes | OV11338 | 11/04/2015 | PLANET AIRCON | PLANET AIRCON INC. | FIL PRIME10SL-PP1 | PURE PRIME 10SL - 1 MICRON | 1 | 50 | PURE PRIME 10SL - 1 MICRON | PURE PRIME 10SL - 1 MICRON
Yes | OV11340G | 11/04/2015 | ONG T. | TEODONIS ONG | GAL_RND | ROUND CONTAINER 5 GALLON | 2 | 131 | ROUND CONTAINER 5 GALLON | ROUND CONTAINER 5 GALLON
Yes | OV11340G | 11/04/2015 | ONG T. | TEODONIS ONG | GAL_NST CUP | NON-SPILL TYPE for ROUND CONT (half-cap) | 2 | 4 | HALF-CAP NON-SPILL TYPE for ROUND CONT | HALF-CAP NON-SPILL TYPE for ROUND CONT
Yes | OV11342 | 11/04/2015 | EXPERT LINE | EXPERT LINE VENTURE CORP. | ACCS_SCREW1 | SCREW for SL HOUSING | 16 | 0 | SCREW FOR SL HOUSING | SCREW FOR SL HOUSING
Yes | OV11342 | 11/04/2015 | EXPERT LINE | EXPERT LINE VENTURE CORP. | ACCS_SPNR SL T | SPANNER WRENCH SLIM 20" TAIWAN | 1 | 0 | (zero price) SPANNER WRENCH SLIM 20" TAIWAN (BLACK) | (zero price) SPANNER WRENCH SLIM 20" TAIWAN (BLACK)
Yes | OV11342 | 11/04/2015 | EXPERT LINE | EXPERT LINE VENTURE CORP. | ACCS_BRAC ST | BRACKET STEEL TAIWAN (new) | 4 | 0 | BRACKET STEEL TAIWAN (NEW) | BRACKET STEEL TAIWAN (NEW)
Yes | OV11342 | 11/04/2015 | EXPERT LINE | EXPERT LINE VENTURE CORP. | HOUSING SCH_10S | SLIM CLEAR HOUSING 10" npt 3/4" Taiwan | 4 | 650 | (bdle) SLIM CLEAR HOUSING 10" npt 3/4" TAIWAN w/ ACCS. | (bdle) SLIM CLEAR HOUSING 10" npt 3/4" TAIWAN w/ ACCS.
Yes | OV11343 | 11/04/2015 | SNAS | SNASCHEM ENTERPRISES | PVC AP_OUT RED_1*1/2x1 | AP OUTSIDE REDUCER 1*1/2" x 1" | 1 | 38 | ZYPE OUTSIDE REDUCER 1*1/2" x 1" | ZYPE OUTSIDE REDUCER 1*1/2" x 1"
Yes | OV11343 | 11/04/2015 | SNAS | SNASCHEM ENTERPRISES | PVC AP_COUP THR_1/2x1/4 | AP COUPLING REDUCER THREADED 1/2" x 1/4" | 1 | 16 | ZYPE COUPLING REDUCER THREADED 1/2" x 1/4" | ZYPE COUPLING REDUCER THREADED 1/2" x 1/4"
Yes | OV11343 | 11/04/2015 | SNAS | SNASCHEM ENTERPRISES | PVC AP_IN RED_3/4x1/2 | AP INSIDE REDUCER 3/4" x 1/2" | 1 | 5 | ZYPE INSIDE REDUCER 3/4" x 1/2" | ZYPE INSIDE REDUCER 3/4" x 1/2"
Yes | OV11343 | 11/04/2015 | SNAS | SNASCHEM ENTERPRISES | PVC AP_IN RED_1x3/4 | AP INSIDE REDUCER 1" x 3/4" | 1 | 9 | ZYPE INSIDE REDUCER 1" x 3/4" | ZYPE INSIDE REDUCER 1" x 3/4"
Yes | OV11344 | 11/04/2015 | QUEEN ASIA | QUEEN ASIA ENT. |  | AP COUPLING THREADED 1/2" | 4 | 0 | ZYPE COUPLING THREADED 1/2" | ZYPE COUPLING THREADED 1/2"
Yes | OV11344 | 11/04/2015 | QUEEN ASIA | QUEEN ASIA ENT. |  | HOSE 8 x 12 mm. BLUE color | 5 | 0 | TPUCO HOSE 8 x 12 mm. BLUE color (100 meter/roll) | TPUCO HOSE 8 x 12 mm. BLUE color (100 meter/roll)
Yes | OV11344 | 11/04/2015 | QUEEN ASIA | QUEEN ASIA ENT. |  | HOSE R.O TUBING 3/8" WHITE color (empress) | 3 | 0 | EMPRESS HOSE 3/8" CREAM color (150 meter/roll) | EMPRESS HOSE 3/8" CREAM color (150 meter/roll)
Yes | OV11344 | 11/04/2015 | QUEEN ASIA | QUEEN ASIA ENT. |  | AP COUPLING PLAIN 1/2" | 5 | 0 | ZYPE COUPLING PLAIN 1/2" | ZYPE COUPLING PLAIN 1/2"
Yes | OV11344 | 11/04/2015 | QUEEN ASIA | QUEEN ASIA ENT. |  | AP COUPLING PLAIN 3/4" | 5 | 0 | ZYPE COUPLING PLAIN 3/4" | ZYPE COUPLING PLAIN 3/4"
Yes | OV11344 | 11/04/2015 | QUEEN ASIA | QUEEN ASIA ENT. |  | AP COUPLING PLAIN 1" | 5 | 0 | ZYPE COUPLING PLAIN 1" | ZYPE COUPLING PLAIN 1"
Yes | OV11344 | 11/04/2015 | QUEEN ASIA | QUEEN ASIA ENT. |  | AP INSIDE REDUCER 3/4" x 1/2" | 10 | 0 | ZYPE INSIDE REDUCER 3/4" x 1/2" | ZYPE INSIDE REDUCER 3/4" x 1/2"
Yes | OV11344 | 11/04/2015 | QUEEN ASIA | QUEEN ASIA ENT. |  | AP INSIDE REDUCER 1" x 3/4" | 10 | 0 | ZYPE INSIDE REDUCER 1" x 3/4" | ZYPE INSIDE REDUCER 1" x 3/4"
Yes | OV11345 | 11/04/2015 | GENSAN | GENSAN WATER RESOURCES INC. | FIL PS5-20C | PENTEK brand 20SL - 5 MICRON | 6 | 170 | #N/A | PENTEK brand 20SL - 5 MICRON
Yes | OV11346 | 11/04/2015 | GLORIA | HYDROCHEM PLUS INDUSTRIAL SALES | PVC AP_COUP TRD_1/2 | AP COUPLING THREADED 1/2" | 1 | 8.5 | ZYPE COUPLING THREADED 1/2" | ZYPE COUPLING THREADED 1/2"
Yes | OV11346 | 11/04/2015 | GLORIA | HYDROCHEM PLUS INDUSTRIAL SALES | PVC AP_MALE A_1 | AP MALE ADAPTOR 1" | 1 | 22 | ZYPE MALE ADAPTOR 1" | ZYPE MALE ADAPTOR 1"
Yes | OV11346 | 11/04/2015 | GLORIA | HYDROCHEM PLUS INDUSTRIAL SALES | PVC AP_PTN PLN_1 | AP PATENTE PLAIN 1" | 1 | 98 | ZYPE PATENTE PLAIN 1" | ZYPE PATENTE PLAIN 1"
Yes | OV11346 | 11/04/2015 | GLORIA | HYDROCHEM PLUS INDUSTRIAL SALES | PVC AP_90ELB PLN_3/4 | AP 90° ELBOW PLAIN 3/4" | 4 | 14.5 | ZYPE 90° ELBOW PLAIN 3/4" | ZYPE 90° ELBOW PLAIN 3/4"
Yes | OV11347 | 11/04/2015 | GLORIA | HYDROCHEM PLUS INDUSTRIAL SALES |  | BALL VALVE 3" | 1 | 0 | ZYPE BALL VALVE 3" | ZYPE BALL VALVE 3"
Yes | OV11347 | 11/04/2015 | GLORIA | HYDROCHEM PLUS INDUSTRIAL SALES |  | INSIDE REDUCER 2 x 1 | 1 | 0 | ZYPE INSIDE REDUCER 2" x 1" | ZYPE INSIDE REDUCER 2" x 1"
Yes | OV11347 | 11/04/2015 | GLORIA | HYDROCHEM PLUS INDUSTRIAL SALES |  | INSIDE REDUCER 3 x 2 | 1 | 0 | ZYPE INSIDE REDUCER 3" x 2" | ZYPE INSIDE REDUCER 3" x 2"
Yes | OV11347 | 11/04/2015 | GLORIA | HYDROCHEM PLUS INDUSTRIAL SALES |  | AP TEE PLAIN 3" | 1 | 0 | ZYPE TEE PLAIN 3" | ZYPE TEE PLAIN 3"
Yes | OV11347 | 11/04/2015 | GLORIA | HYDROCHEM PLUS INDUSTRIAL SALES |  | ELBOW PLAIN 2*1/2" | 1 | 0 | #N/A | ELBOW PLAIN 2*1/2"
Yes | OV11348 | 11/04/2015 | AQUA BANK | CL8 TRADING & WATER FILTRATION SERVICES | PVC- TEFLON | TEFLON TAPE | 6 | 15 | TITANIUM TEFLON TAPE 3/4" | TITANIUM TEFLON TAPE 3/4"
Yes | OV11348 | 11/04/2015 | AQUA BANK | CL8 TRADING & WATER FILTRATION SERVICES | PVC - ECAP TRD 1/2 | END CAP THREADED 1/2" | 4 | 7 | ZYPE END CAP THREADED 1/2" | ZYPE END CAP THREADED 1/2"
Yes | OV11348 | 11/04/2015 | AQUA BANK | CL8 TRADING & WATER FILTRATION SERVICES | FIL WC 20SLPP | WATERCHECK 20SL - 5 MICRON1 | 5 | 80 | #N/A | WATERCHECK 20SL - 5 MICRON1
Yes | OV11348 | 11/04/2015 | AQUA BANK | CL8 TRADING & WATER FILTRATION SERVICES | PVC - BVALVE 1x1/2 | BALL VALVE 1*1/2 | 1 | 208 | ZYPE BALL VALVE 1*1/2" | ZYPE BALL VALVE 1*1/2"
Yes | OV11348 | 11/04/2015 | AQUA BANK | CL8 TRADING & WATER FILTRATION SERVICES | PVC AP_PTN PLN_1*1/2 | AP PATENTE PLAIN 1*1/2 | 4 | 230 | ZYPE PATENTE PLAIN 1*1/2" | ZYPE PATENTE PLAIN 1*1/2"
Yes | OV11348 | 11/04/2015 | AQUA BANK | CL8 TRADING & WATER FILTRATION SERVICES | PVC AP_PTN PLN_1 | AP PATENTE PLAIN 1" | 4 | 82 | ZYPE PATENTE PLAIN 1" | ZYPE PATENTE PLAIN 1"
Yes | OV11348 | 11/04/2015 | AQUA BANK | CL8 TRADING & WATER FILTRATION SERVICES | PVC AP_COUP TRD_1 | AP COUPLING THREADED 1" | 2 | 18 | ZYPE COUPLING THREADED 1" | ZYPE COUPLING THREADED 1"
Yes | OV11348 | 11/04/2015 | AQUA BANK | CL8 TRADING & WATER FILTRATION SERVICES | PVC AP_90ELB PLN_1*1/2 | AP 90° ELBOW PLAIN 1*1/2" | 4 | 53 | ZYPE 90° ELBOW PLAIN 1*1/2" | ZYPE 90° ELBOW PLAIN 1*1/2"
Yes | OV11348 | 11/04/2015 | AQUA BANK | CL8 TRADING & WATER FILTRATION SERVICES | PVC AP_COUP PLN_1*1/2" | AP COUPLING PLAIN 1*1/2" | 4 | 38 | ZYPE COUPLING PLAIN 1*1/2" | ZYPE COUPLING PLAIN 1*1/2"
Yes | OV11349 | 11/04/2015 | ASIALIFE | ASIALIFE HEALTHCARE CORP. | PRE PG 100 AIR | PRESSURE GAUGE 100 PSI - AIR | 1 | 500 | PRESSURE GAUGE 100 PSI - AIR | PRESSURE GAUGE 100 PSI - AIR
Yes | OV11349 | 11/04/2015 | ASIALIFE | ASIALIFE HEALTHCARE CORP. | PVC - C-711-0.5L | PVC 711 CEMENT | 1 | 576 | WELD-ON PVC 711 CEMENT 16oz. | WELD-ON PVC 711 CEMENT 16oz.
Yes | OV11349 | 11/04/2015 | ASIALIFE | ASIALIFE HEALTHCARE CORP. | PVC- TEFLON | TEFLON TAPE | 8 | 15 | TITANIUM TEFLON TAPE 3/4" | TITANIUM TEFLON TAPE 3/4"
Yes | OV11349 | 11/04/2015 | ASIALIFE | ASIALIFE HEALTHCARE CORP. | PVC AP_COUP THR_1/2x1/4 | AP COUPLING REDUCER THREADED 1/2" x 1/4" | 6 | 22 | ZYPE COUPLING REDUCER THREADED 1/2" x 1/4" | ZYPE COUPLING REDUCER THREADED 1/2" x 1/4"
Yes | OV11349 | 11/04/2015 | ASIALIFE | ASIALIFE HEALTHCARE CORP. | PVC AP_IN RED_3/4x1/2 | AP INSIDE REDUCER 3/4" x 1/2" | 6 | 6 | ZYPE INSIDE REDUCER 3/4" x 1/2" | ZYPE INSIDE REDUCER 3/4" x 1/2"
Yes | OV11349 | 11/04/2015 | ASIALIFE | ASIALIFE HEALTHCARE CORP. | PVC AP_IN RED_1x3/4 | AP INSIDE REDUCER 1" x 3/4" | 6 | 10 | ZYPE INSIDE REDUCER 1" x 3/4" | ZYPE INSIDE REDUCER 1" x 3/4"
Yes | OV11350 | 11/04/2015 | AQUALITY | JL DIAL MED TRADING CO. | UV LAMP 6GPM (AB) | ULTRA VIOLET LAMP 6 GPM - (aqua-b) | 1 | 1500 | ULTRA VIOLET AQUA-B LAMP 6 GPM (23W) | ULTRA VIOLET AQUA-B LAMP 6 GPM (23W)
Yes | OV11351 | 11/04/2015 | AQUALITY | JL DIAL MED TRADING CO. | ACCS_FLCR | RADAR FLUID LEVEL CONTROLLER | 3 | 350 | ST-70AB RADAR FLUID LEVEL CONTROLLER | ST-70AB RADAR FLUID LEVEL CONTROLLER
Yes | OV11351 | 11/04/2015 | AQUALITY | JL DIAL MED TRADING CO. | PVC - C-711-0.5L | PVC 711 CEMENT | 1 | 576 | WELD-ON PVC 711 CEMENT 16oz. | WELD-ON PVC 711 CEMENT 16oz.
Yes | OV11351 | 11/04/2015 | AQUALITY | JL DIAL MED TRADING CO. | PVC - BVALVE 1" | BALL VALVE 1" | 5 | 106 | ZYPE BALL VALVE 1" | ZYPE BALL VALVE 1"
Yes | OV11351 | 11/04/2015 | AQUALITY | JL DIAL MED TRADING CO. | PVC - BVALVE 1/2 | BALL VALVE 1/2 | 20 | 57 | #N/A | BALL VALVE 1/2
Yes | OV11351 | 11/04/2015 | AQUALITY | JL DIAL MED TRADING CO. | PVC - BVALVE 3/4 | BALL VALVE 3/4 | 10 | 74 | #N/A | BALL VALVE 3/4
Yes | OV11351 | 11/04/2015 | AQUALITY | JL DIAL MED TRADING CO. | PRE VALVE 3/4 SAN | SOLENOID VALVE 3/4" BRASS SANLIXIN | 3 | 1800 | SOLENOID VALVE 3/4" BRASS SANLIXIN | SOLENOID VALVE 3/4" BRASS SANLIXIN
Yes | OV11351 | 11/04/2015 | AQUALITY | JL DIAL MED TRADING CO. | PRE VALVE 1/2 SAN | SOLENOID VALVE 1/2" BRASS SANLIXIN - 10kg. | 2 | 1600 | SOLENOID VALVE 1/2" BRASS SANLIXIN (10kg) | SOLENOID VALVE 1/2" BRASS SANLIXIN (10kg)
Yes | OV11351 | 11/04/2015 | AQUALITY | JL DIAL MED TRADING CO. | PRE MPC-06 | MASAKI LOW PRESSURE SWITCH MPC-06 | 2 | 1200 | MASAKI LOW PRESSURE SWITCH MPC-06 | MASAKI LOW PRESSURE SWITCH MPC-06
Yes | OV11351 | 11/04/2015 | AQUALITY | JL DIAL MED TRADING CO. | PRE MPC-30 | MASAKI HIGH PRESSURE SWITCH MPC-30 | 3 | 1200 | MASAKI HIGH PRESSURE SWITCH MPC-30 | MASAKI HIGH PRESSURE SWITCH MPC-30
Yes | OV11352 | 11/04/2015 | MORELOS | TRANQUILINO MORELOS | FIL PRIME CBF10SL | PURE PRIME 10SL - CARBON Filter | 1 | 160 | PURE PRIME 10SL - CARBON Filter | PURE PRIME 10SL - CARBON Filter
Yes | OV11352 | 11/04/2015 | MORELOS | TRANQUILINO MORELOS | FIL CCK(UDF10"-B)SL | CCK BLUE PLUMP GAC CARTRIDGE UDF10"-SL | 1 | 180 | CCK BLUE PLUMP GAC CARTRIDGE UDF10"-SL | CCK BLUE PLUMP GAC CARTRIDGE UDF10"-SL
Yes | OV11353 | 11/06/2015 | WARME | WARME CHEMICAL CORPORATION | ACCS_H9901 | FRP ADAPTER H9901 (2.5) | 1 | 450 | H9901 FRP ADAPTER (2.5) | H9901 FRP ADAPTER (2.5)
Yes | OV11353 | 11/06/2015 | WARME | WARME CHEMICAL CORPORATION | ACCS_STSB | STRAINER H 2807 | 1 | 250 | #N/A | STRAINER H 2807
Yes | OV11353 | 11/06/2015 | WARME | WARME CHEMICAL CORPORATION | ACCS_RTUBE | RISER TUBE ONLY (10x54) | 1 | 200 | RISER TUBE for 10 x 54 FRP | RISER TUBE for 10 x 54 FRP
Yes | OV11353 | 11/06/2015 | WARME | WARME CHEMICAL CORPORATION | ACCS_STS | STRAINER H 2805 | 1 | 200 | #N/A | STRAINER H 2805
Yes | OV11353 | 11/06/2015 | WARME | WARME CHEMICAL CORPORATION | FRP 948 WV DI | FRP TANK 9" x 48" WAVE CYBER BEIGE - D.I TANK | 1 | 6000 | (bdle) FRP TANK 9" x 48" (-2.5T) D.I TANK WAVE CYBER BEIGE color w/ ACCS. | (bdle) FRP TANK 9" x 48" (-2.5T) D.I TANK WAVE CYBER BEIGE color w/ ACCS.
Yes | OV11354 | 11/06/2015 | HYPER KEM | HYPER KEM AND MACHINERIES, IND. | PVC AP_COUP TRD_2 | AP COUPLING THREADED 2" | 2 | 184 | ZYPE COUPLING THREADED 2" | ZYPE COUPLING THREADED 2"
Yes | OV11355 | 11/06/2015 | ASIAN | ASIAN DYNASTY | HOSE 1/4 W | HOSE R.O TUBING 1/4 WHITE color | 10 | 35 | CCK R.O TUBING HOSE 1/4" WHITE color (300 meter/roll) | CCK R.O TUBING HOSE 1/4" WHITE color (300 meter/roll)
Yes | OV11355 | 11/06/2015 | ASIAN | ASIAN DYNASTY | JACO(Z-1088) | JACO Z-1088 1/2"x1/2" male straight conn. (taiwan) | 10 | 80 | JACO Z-1088 - 1/2mm x 1/2" male straight connector (taiwan) | JACO Z-1088 - 1/2mm x 1/2" male straight connector (taiwan)
Yes | OV11355 | 11/06/2015 | ASIAN | ASIAN DYNASTY | JAC_CONN 4088 | JACO FIBRA 4088 (1/2x1/2) 220psi | 10 | 96 | JACO FIBRA 4088 - 1/2mm x 1/2" male elbow (US 220psi) | JACO FIBRA 4088 - 1/2mm x 1/2" male elbow (US 220psi)
Yes | OV11356G | 11/05/2015 | ASIAN | ASIAN DYNASTY | GAL_NST CUP | NON-SPILL TYPE for ROUND CONT (half-cap) | 500 | 3.5 | HALF-CAP NON-SPILL TYPE for ROUND CONT | HALF-CAP NON-SPILL TYPE for ROUND CONT
Yes | OV11356G | 11/05/2015 | ASIAN | ASIAN DYNASTY |  |  |  |  | #N/A
Yes | OV11357 | 11/06/2015 | HYDROTREAT | HYDROTREAT SYSTEM TECH., INC. | FIL PRIME20SL-PP1 | PURE PRIME 20SL - 1 MICRON | 20 | 80 | PURE PRIME 20SL - 1 MICRON | PURE PRIME 20SL - 1 MICRON
Yes | OV11357 | 11/06/2015 | HYDROTREAT | HYDROTREAT SYSTEM TECH., INC. | FIL PRIME20SL-PP5 | PURE PRIME 20SL - 5 MICRON | 20 | 80 | PURE PRIME 20SL - 5 MICRON | PURE PRIME 20SL - 5 MICRON
Yes | OV11357 | 11/06/2015 | HYDROTREAT | HYDROTREAT SYSTEM TECH., INC. | FIL PRIME40SL-PP1 | PURE PRIME 40SL - 1 MICRON | 20 | 200 | PURE PRIME 40SL - 1 MICRON | PURE PRIME 40SL - 1 MICRON
Yes | OV11357 | 11/06/2015 | HYDROTREAT | HYDROTREAT SYSTEM TECH., INC. | FIL PRIME40SL-PP5 | PURE PRIME 40SL - 5 MICRON | 40 | 200 | PURE PRIME 40SL - 5 MICRON | PURE PRIME 40SL - 5 MICRON
Yes | OV11358 | 11/04/2015 | AQUA GELMOR | AQUA GELMOR | FIL EP 20SL | PENTEK EP - 20 SLIM | 1 | 520 | PENTEK EP - 20 SLIM | PENTEK EP - 20 SLIM
Yes | OV11358 | 11/04/2015 | AQUA GELMOR | AQUA GELMOR | FIL EMP 20SL | PENTEK EPM - 20 SLIM | 1 | 520 | PENTEK EPM - 20 SLIM | PENTEK EPM - 20 SLIM
Yes | OV11358 | 11/04/2015 | AQUA GELMOR | AQUA GELMOR | ACCS_LITG AD16 | GANGBO LED LIGHT GREEN (AD11) | 4 | 200 | AD105-22D/S31 GOCHENG LED LIGHT GREEN (AD16) | AD105-22D/S31 GOCHENG LED LIGHT GREEN (AD16)
Yes | OV11358 | 11/04/2015 | AQUA GELMOR | AQUA GELMOR | HOSE 108_2 | HOSE 10 x 8 mm. BLACK color | 3 | 85 | TPUCO HOSE 10 x 8 mm. BLACK color (100 meter/roll) | TPUCO HOSE 10 x 8 mm. BLACK color (100 meter/roll)
Yes | OV11359 | 11/04/2015 | MATTEN | MATTEN TECHNOLOGIES INC. | PRE PG 100 MOTOR | PRESSURE GAUGE 100 PSI - SIDE MOUNTED | 10 | 400 | PRESSURE GAUGE 100 PSI - SIDE MOUNTED | PRESSURE GAUGE 100 PSI - SIDE MOUNTED
Yes | OV11360 | 11/05/2015 | RUBEN | BARONTECH INDUSTRIAL CORP. | FRP 3072 WV | FRP TANK 30" x 72" WAVE CYBER BEIGE color | 1 | 47000 | FRP TANK 30" x 72" (-4T) WAVE CYBER BEIGE color | FRP TANK 30" x 72" (-4T) WAVE CYBER BEIGE color
Yes | OV11361 | 11/05/2015 | SEACOM | SEACOM, INC. | JAC_CONN 4588 | JACO FIBRA 4588 (1/2x1/2) 220psi | 1 | 144 | JACO FIBRA 4588 - 1/2mm x 1/2" female elbow (US 220psi) | JACO FIBRA 4588 - 1/2mm x 1/2" female elbow (US 220psi)
Yes | OV11361 | 11/05/2015 | SEACOM | SEACOM, INC. | ACCS_SPNR BB-T | SPANNER WRENCH BB TAIWAN | 1 | 0 | SPANNER WRENCH BB TAIWAN (BLACK) | SPANNER WRENCH BB TAIWAN (BLACK)
Yes | OV11361 | 11/05/2015 | SEACOM | SEACOM, INC. | ACCS_BRAC BBT | BRACKET STEEL BB TAIWAN | 1 | 0 | BRACKET STEEL BB TAIWAN | BRACKET STEEL BB TAIWAN
Yes | OV11361 | 11/05/2015 | SEACOM | SEACOM, INC. | ACCS_SCREW2 | SCREW for BB HOUSING | 4 | 0 | SCREW FOR BB HOUSING | SCREW FOR BB HOUSING
Yes | OV11361 | 11/05/2015 | SEACOM | SEACOM, INC. | HOUSING BB20-T | BIG BLUE HOUSING 20" npt 1" TAiWAN | 1 | 1300 | (bdle) BIG BLUE HOUSING 20" npt 1" TAIWAN w/ ACCS. | (bdle) BIG BLUE HOUSING 20" npt 1" TAIWAN w/ ACCS.
Yes | OV11361 | 11/05/2015 | SEACOM | SEACOM, INC. | MF RESIN H-C100E | RESIN H-C 100E (new) | 2 | 1500 | HI-GRADE RESIN H-C 100E | HI-GRADE RESIN H-C 100E
Yes | OV11361 | 11/05/2015 | SEACOM | SEACOM, INC. | MF PBL5 | PEBBLES #5 | 1 | 440 | PEBBLES #5 | PEBBLES #5
Yes | OV11361 | 11/05/2015 | SEACOM | SEACOM, INC. | MF SSALT CLARO | CLARO VIDA SOLAR SALT (50kgs.) | 1 | 360 | CLARO VIDA SOLAR SALT (50kgs.) | CLARO VIDA SOLAR SALT (50kgs.)
Yes | OV11361 | 11/05/2015 | SEACOM | SEACOM, INC. | ACCS_AIR | H9909-1 AIRCHECK FOR BRINE TANK | 1 | 0 | H9909-1 AIRCHECK FOR BRINE TANK | H9909-1 AIRCHECK FOR BRINE TANK
Yes | OV11361 | 11/05/2015 | SEACOM | SEACOM, INC. | HOSE 108_2 | HOSE 10 x 8 mm. BLACK color | 2 | 0 | TPUCO HOSE 10 x 8 mm. BLACK color (100 meter/roll) | TPUCO HOSE 10 x 8 mm. BLACK color (100 meter/roll)
Yes | OV11361 | 11/05/2015 | SEACOM | SEACOM, INC. | FRP BT 80L | BRINE TANK 80L. (blue) | 1 | 1600 | BRINE TANK 80L. BLUE | BRINE TANK 80L. BLUE
Yes | OV11361 | 11/05/2015 | SEACOM | SEACOM, INC. | ACCS_STS | STRAINER H 2805 | 1 | 0 | #N/A | STRAINER H 2805
Yes | OV11361 | 11/05/2015 | SEACOM | SEACOM, INC. | VH F63 | RUNXIN HEAD F63 SOFTENER B1 | 1 | 4500 | RUNXIN DIGITAL HEAD F63B1 SOFTENER (4m³/h) | RUNXIN DIGITAL HEAD F63B1 SOFTENER (4m³/h)
Yes | OV11361 | 11/05/2015 | SEACOM | SEACOM, INC. | RO_EMP ST50 EWF-200 | EMPRESS ST-50 - EWF-200 R.O SYSTEM | 1 | 6800 | EMPRESS EWF-200 R.O SYSTEM ST-50 | EMPRESS EWF-200 R.O SYSTEM ST-50
Yes | OV11362 | 11/05/2015 | SEACOM | SEACOM, INC. | PVC AP_IN RED_1x3/4 | AP INSIDE REDUCER 1" x 3/4" | 18 | 9 | ZYPE INSIDE REDUCER 1" x 3/4" | ZYPE INSIDE REDUCER 1" x 3/4"
Yes | OV11362 | 11/05/2015 | SEACOM | SEACOM, INC. | PVC AP_IN RED_1*1/4x1 | AP INSIDE REDUCER 1* 1/4 X 1 | 18 | 14 | ZYPE INSIDE REDUCER 1* 1/4" x 1" | ZYPE INSIDE REDUCER 1* 1/4" x 1"
Yes | OV11362 | 11/05/2015 | SEACOM | SEACOM, INC. | PVC AP_IN RED_2x1*1/2 | AP INSIDE REDUCER 2" x 1*1/2" | 15 | 31 | ZYPE INSIDE REDUCER 2" x 1*1/2" | ZYPE INSIDE REDUCER 2" x 1*1/2"
Yes | OV11362 | 11/05/2015 | SEACOM | SEACOM, INC. | PVC - INS RED_4 | INSIDE REDUCER 1*1/2 x 1*1/4 | 15 | 25 | #N/A | INSIDE REDUCER 1*1/2 x 1*1/4
Yes | OV11362 | 11/05/2015 | SEACOM | SEACOM, INC. | PVC AP_COUP PLN_1 | AP COUPLING PLAIN 1" | 1 | 12 | ZYPE COUPLING PLAIN 1" | ZYPE COUPLING PLAIN 1"
Yes | OV11362 | 11/05/2015 | SEACOM | SEACOM, INC. | PVC - COUP_PL 1*1/4 | COUPLING PLAIN 1*1/4 | 6 | 19 | ZYPE COUPLING PLAIN 1*1/4 | ZYPE COUPLING PLAIN 1*1/4
Yes | OV11362 | 11/05/2015 | SEACOM | SEACOM, INC. | PVC AP_90ELB PLN_1/2 | AP 90° ELBOW PLAIN 1/2" | 5 | 8 | ZYPE 90° ELBOW PLAIN 1/2" | ZYPE 90° ELBOW PLAIN 1/2"
Yes | OV11362 | 11/05/2015 | SEACOM | SEACOM, INC. | PVC AP_90ELB PLN_1 | AP 90° ELBOW PLAIN 1" | 25 | 18 | ZYPE 90° ELBOW PLAIN 1" | ZYPE 90° ELBOW PLAIN 1"
Yes | OV11362 | 11/05/2015 | SEACOM | SEACOM, INC. | PVC AP_90ELB PLN_1*1/4 | AP 90° ELBOW PLAIN 1*1/4" | 20 | 31 | ZYPE 90° ELBOW PLAIN 1*1/4" | ZYPE 90° ELBOW PLAIN 1*1/4"
Yes | OV11363 | 11/05/2015 | SEACOM | SEACOM, INC. | PVC AP_TEE PLN_1/2 | AP TEE PLAIN 1/2" | 10 | 10 | ZYPE TEE PLAIN 1/2" | ZYPE TEE PLAIN 1/2"
Yes | OV11363 | 11/05/2015 | SEACOM | SEACOM, INC. | PVC AP_TEE PLN_1 | AP TEE PLAIN 1" | 16 | 27 | ZYPE TEE PLAIN 1" | ZYPE TEE PLAIN 1"
Yes | OV11363 | 11/05/2015 | SEACOM | SEACOM, INC. | PVC AP_TEE PLN_1*1/4 | AP TEE PLAIN 1*1/4" | 8 | 46 | ZYPE TEE PLAIN 1*1/4" | ZYPE TEE PLAIN 1*1/4"
Yes | OV11363 | 11/05/2015 | SEACOM | SEACOM, INC. | PVC AP_MALE A_1 | AP MALE ADAPTOR 1" | 8 | 15 | ZYPE MALE ADAPTOR 1" | ZYPE MALE ADAPTOR 1"
Yes | OV11363 | 11/05/2015 | SEACOM | SEACOM, INC. | PVC - M ADP 1X1/4 | MALE ADAPTOR 1*1/4" | 4 | 25 | #N/A | MALE ADAPTOR 1*1/4"
Yes | OV11363 | 11/05/2015 | SEACOM | SEACOM, INC. | PVC AP_MALE A_1*1/2 | AP MALE ADAPTOR 1*1/2" | 3 | 31 | ZYPE MALE ADAPTOR 1*1/2" | ZYPE MALE ADAPTOR 1*1/2"
Yes | OV11363 | 11/05/2015 | SEACOM | SEACOM, INC. | PVC AP_COUP TRD_1/2 | AP COUPLING THREADED 1/2" | 5 | 7 | ZYPE COUPLING THREADED 1/2" | ZYPE COUPLING THREADED 1/2"
Yes | OV11363 | 11/05/2015 | SEACOM | SEACOM, INC. | PVC AP_COUP TRD_1 | AP COUPLING THREADED 1" | 5 | 18 | ZYPE COUPLING THREADED 1" | ZYPE COUPLING THREADED 1"
Yes | OV11363 | 11/05/2015 | SEACOM | SEACOM, INC. | PVC AP_COUP TRD_2 | AP COUPLING THREADED 2" | 13 | 156 | ZYPE COUPLING THREADED 2" | ZYPE COUPLING THREADED 2"
Yes | OV11364 | 11/05/2015 | SEACOM | SEACOM, INC. | ROM_LCHR | FILMTEC BW30 40 x 40 L.C.H.R | 2 | 12500 | FILMTEC BW30 40 x 40 L.C.H.R | FILMTEC BW30 40 x 40 L.C.H.R
Yes | OV11366 | 11/06/2015 | GQWEST | GLOBAL QUALITY WATERS & ENVT'L. SOL. TECH. | TTOP_BOX | TABLE TOP BOX | 10 | 0 | #N/A | TABLE TOP BOX
Yes | OV11366 | 11/06/2015 | GQWEST | GLOBAL QUALITY WATERS & ENVT'L. SOL. TECH. | TTOP_ACCS | TABLE TOP FAUCET w/ TUBE & KNOTS SET | 10 | 0 | #N/A | TABLE TOP FAUCET w/ TUBE & KNOTS SET
Yes | OV11366 | 11/06/2015 | GQWEST | GLOBAL QUALITY WATERS & ENVT'L. SOL. TECH. | TTOP_3WHITE | TABLE TOP BODY WHITE w/ PANEL (new design) | 10 | 215 | #N/A | TABLE TOP BODY WHITE w/ PANEL (new design)
Yes | OV11367 | 11/06/2015 | GQWEST | GLOBAL QUALITY WATERS & ENVT'L. SOL. TECH. | ACCS_BRAC ST | BRACKET STEEL TAIWAN (new) | 3 | 0 | BRACKET STEEL TAIWAN (NEW) | BRACKET STEEL TAIWAN (NEW)
Yes | OV11367 | 11/06/2015 | GQWEST | GLOBAL QUALITY WATERS & ENVT'L. SOL. TECH. | HOUSING SBHC_2 | SLIM BLUE HOUSING 20" npt 3/4" China (CH20-40) | 3 | 0 | (bdle) SLIM BLUE HOUSING 20" npt 3/4" CHINA (CH20-40) w/ ACCS. | (bdle) SLIM BLUE HOUSING 20" npt 3/4" CHINA (CH20-40) w/ ACCS.
Yes | OV11367 | 11/06/2015 | GQWEST | GLOBAL QUALITY WATERS & ENVT'L. SOL. TECH. | ROS_SET3SRH | 3000 GPD SILVER SERIES w/ RUNXIN HEAD | 1 | 109800 | #N/A | 3000 GPD SILVER SERIES w/ RUNXIN HEAD
Yes | OV11368 | 11/06/2015 | HYDROCARE | HYDROCARE SYSTEM TECHNOLOGY CORPORATION | FIL WC 20SLPP | WATERCHECK 20SL - 1 MICRON | 15 | 65 | #N/A | WATERCHECK 20SL - 1 MICRON
Yes | OV11368 | 11/06/2015 | HYDROCARE | HYDROCARE SYSTEM TECHNOLOGY CORPORATION | FIL WC 20SLPP | WATERCHECK 20SL - 5 MICRON | 20 | 65 | #N/A | WATERCHECK 20SL - 5 MICRON
Yes | OV11368 | 11/06/2015 | HYDROCARE | HYDROCARE SYSTEM TECHNOLOGY CORPORATION | ACCS_AIR | H9909-1 AIRCHECK FOR BRINE TANK | 2 | 0 | H9909-1 AIRCHECK FOR BRINE TANK | H9909-1 AIRCHECK FOR BRINE TANK
Yes | OV11368 | 11/06/2015 | HYDROCARE | HYDROCARE SYSTEM TECHNOLOGY CORPORATION | HOSE 108_1 | HOSE 10 x 8 mm. BLUE color | 4 | 0 | TPUCO HOSE 10 x 8 mm. BLUE color (100 meter/roll) | TPUCO HOSE 10 x 8 mm. BLUE color (100 meter/roll)
Yes | OV11368 | 11/06/2015 | HYDROCARE | HYDROCARE SYSTEM TECHNOLOGY CORPORATION | FRP BT 80L | BRINE TANK 80L. (blue) | 2 | 1600 | BRINE TANK 80L. BLUE | BRINE TANK 80L. BLUE
Yes | OV11368 | 11/06/2015 | HYDROCARE | HYDROCARE SYSTEM TECHNOLOGY CORPORATION | VH F63 | RUNXIN HEAD F63 SOFTENER B1 | 2 | 4500 | RUNXIN DIGITAL HEAD F63B1 SOFTENER (4m³/h) | RUNXIN DIGITAL HEAD F63B1 SOFTENER (4m³/h)
Yes | OV11368 | 11/06/2015 | HYDROCARE | HYDROCARE SYSTEM TECHNOLOGY CORPORATION | ACCS_STS | STRAINER H 2805 | 2 | 0 | #N/A | STRAINER H 2805
Yes | OV11368 | 11/06/2015 | HYDROCARE | HYDROCARE SYSTEM TECHNOLOGY CORPORATION | FIL EP 10SL | PENTEK EP - 10 SLIM | 2 | 360 | PENTEK EP - 10 SLIM | PENTEK EP - 10 SLIM
Yes | OV11368 | 11/06/2015 | HYDROCARE | HYDROCARE SYSTEM TECHNOLOGY CORPORATION | FIL EPM 10SL | PENTEK EPM - 10SL | 3 | 280 | PENTEK EPM - 10SLIM | PENTEK EPM - 10SLIM
Yes | OV11368 | 11/06/2015 | HYDROCARE | HYDROCARE SYSTEM TECHNOLOGY CORPORATION | ACCS_BRAC ST | BRACKET STEEL TAIWAN (new) | 2 | 0 | BRACKET STEEL TAIWAN (NEW) | BRACKET STEEL TAIWAN (NEW)
Yes | OV11368 | 11/06/2015 | HYDROCARE | HYDROCARE SYSTEM TECHNOLOGY CORPORATION | ACCS_SCREW1 | SCREW for SL HOUSING | 8 | 0 | SCREW FOR SL HOUSING | SCREW FOR SL HOUSING
Yes | OV11368 | 11/06/2015 | HYDROCARE | HYDROCARE SYSTEM TECHNOLOGY CORPORATION | HOUSING SBHC_2 | SLIM BLUE HOUSING 20" npt 3/4" China (CH20-40) | 2 | 600 | (bdle) SLIM BLUE HOUSING 20" npt 3/4" CHINA (CH20-40) w/ ACCS. | (bdle) SLIM BLUE HOUSING 20" npt 3/4" CHINA (CH20-40) w/ ACCS.
Yes | OV11369 | 11/06/2015 | SINOFIL | SINOFIL PHILIPPINES, INC. | FIL GAC20BB | WATERCHECK GAC - 20BB | 1 | 1100 | #N/A | WATERCHECK GAC - 20BB
Yes | OV11370 | 11/07/2015 | SNOW FLAKES | SNOW FLAKES WATER STATION | EWD MITSU | EUREKA MITSUTECH HOT & COLD (MWD-131) | 10 | 3200 | EUREKA MITSUTECH HOT & COLD (MWD-131) | EUREKA MITSUTECH HOT & COLD (MWD-131)
Yes | OV11371 | 11/06/2015 | LUX APP | LUX APPLIANCE PHIL., INC. | ACCS_VA-012 | VA - 01 DIVERTER VALVE w/ THREAD CONNECTOR 1/2" | 50 | 180 | VA - 01 DIVERTER VALVE w/ THREAD CONNECTOR 1/2" | VA - 01 DIVERTER VALVE w/ THREAD CONNECTOR 1/2"
Yes | OV11371 | 11/06/2015 | LUX APP | LUX APPLIANCE PHIL., INC. | ACCS_SC-R3/8" | VA - 05 SAMPLING COCK 3/8" - (RED KNOB) | 50 | 150 | VA - 05 SAMPLING COCK 3/8" - STAINLESS (red knob) | VA - 05 SAMPLING COCK 3/8" - STAINLESS (red knob)
Yes | OV11371 | 11/06/2015 | LUX APP | LUX APPLIANCE PHIL., INC. | MF QSAND | QUARTZ SAND | 10 | 500 | QUARTZ SAND | QUARTZ SAND
Yes | OV11371 | 11/06/2015 | LUX APP | LUX APPLIANCE PHIL., INC. | PVC - BVALVE 1/2 | BALL VALVE 1/2 | 85 | 50 | #N/A | BALL VALVE 1/2
Yes | OV11371 | 11/06/2015 | LUX APP | LUX APPLIANCE PHIL., INC. | PVC AP_TEE PLN_1/2 | AP TEE PLAIN 1/2" | 70 | 16 | ZYPE TEE PLAIN 1/2" | ZYPE TEE PLAIN 1/2"
Yes | OV11371 | 11/06/2015 | LUX APP | LUX APPLIANCE PHIL., INC. | PVC- TEFLON | TEFLON TAPE | 100 | 13 | TITANIUM TEFLON TAPE 3/4" | TITANIUM TEFLON TAPE 3/4"
Yes | OV11371 | 11/06/2015 | LUX APP | LUX APPLIANCE PHIL., INC. | PVC AP_COUP PLN_1/2 | AP COUPLING PLAIN 1/2" | 100 | 6.5 | ZYPE COUPLING PLAIN 1/2" | ZYPE COUPLING PLAIN 1/2"
Yes | OV11371 | 11/06/2015 | LUX APP | LUX APPLIANCE PHIL., INC. | PVC AP_90ELB PLN_1/2 | AP 90° ELBOW PLAIN 1/2" | 400 | 12 | ZYPE 90° ELBOW PLAIN 1/2" | ZYPE 90° ELBOW PLAIN 1/2"
Yes | OV11371 | 11/06/2015 | LUX APP | LUX APPLIANCE PHIL., INC. | PVC AP_PTN PLN_1/2 | AP PATENTE PLAIN 1/2" | 50 | 58 | ZYPE PATENTE PLAIN 1/2" | ZYPE PATENTE PLAIN 1/2"
Yes | OV11371 | 11/06/2015 | LUX APP | LUX APPLIANCE PHIL., INC. | PVC - P1/2 | PIPE 1/2 | 80 | 145 | ZYPE PIPE 1/2" | ZYPE PIPE 1/2"
Yes | OV11371 | 11/06/2015 | LUX APP | LUX APPLIANCE PHIL., INC. | NIP_PB1x1/2 | BUSHING REDUCER 1 x 1/2 Plastic Black | 70 | 80 | BUSHING REDUCER M-F 1" x 1/2" HEX PIPE PLASTIC BLACK | BUSHING REDUCER M-F 1" x 1/2" HEX PIPE PLASTIC BLACK
Yes | OV11372 | 11/06/2015 | FLUID TECH | FLUID TECHNOLOGY & ENVI. |  | AP TEE PLAIN 2*1/2" | 20 | 0 | ZYPE TEE PLAIN 2*1/2" | ZYPE TEE PLAIN 2*1/2"
Yes | OV11372 | 11/06/2015 | FLUID TECH | FLUID TECHNOLOGY & ENVI. |  | ELBOW PLAIN 2*1/2" | 45 | 0 | #N/A | ELBOW PLAIN 2*1/2"
Yes | OV11373 | 11/06/2015 | TAICHEM | TAIHON CHEMICALS & SERVICES INC. | FILAB 10-0.22 | ABSOLUTE FILTER 10SL - 0.2mic. (250mm) | 2 | 460 | ABSOLUTE FILTER 10SL - 0.2 MICRON (250mm) | ABSOLUTE FILTER 10SL - 0.2 MICRON (250mm)
Yes | OV11374 | 11/06/2015 | RHP ELECT | RHP ELECTROMECHANICAL SALES & SERVICES CORP. | PUMP CDLF4-3 1P | CNP CDLF4-30 (1.5hp) 1.1kw. 1PHASE | 1 | 16150 | #N/A | CNP CDLF4-30 (1.5hp) 1.1kw. 1PHASE
Yes | OV11376 | 11/05/2015 | SEACOM | SEACOM, INC. | ACCS_STRAINER-B 1665 | STRAINER H 2808 Bottom Distribution 4" (14"-36") | 1 | 1000 | #N/A | STRAINER H 2808 Bottom Distribution 4" (14"-36")
Yes | OV11376 | 11/05/2015 | SEACOM | SEACOM, INC. | ACCS_TSTRAINER 1665 | STRAINER H 182-1 TOP (14"-36") 4" threaded | 1 | 800 | STRAINER H 182-1 - THREADED TOP npt 1*1/2" (4") | STRAINER H 182-1 - THREADED TOP npt 1*1/2" (4")
Yes | OV11376 | 11/05/2015 | SEACOM | SEACOM, INC. | NIP_CS1/2 | COUPLING REDUCER STAINLESS 1/2 X 1/4 | 4 | 60 | BUSHING REDUCER M-F 1/2" x 1/4" HEX PIPE STAINLESS | BUSHING REDUCER M-F 1/2" x 1/4" HEX PIPE STAINLESS
Yes | OV11376 | 11/05/2015 | SEACOM | SEACOM, INC. | PVC - P1/2 | PIPE 1/2 | 1 | 119 | ZYPE PIPE 1/2" | ZYPE PIPE 1/2"
Yes | OV11376 | 11/05/2015 | SEACOM | SEACOM, INC. | PVC - P3/4 | PIPE 3/4 | 1 | 180 | ZYPE PIPE 3/4 | ZYPE PIPE 3/4
Yes | OV11376 | 11/05/2015 | SEACOM | SEACOM, INC. | PVC - P1 | PIPE 1" | 4 | 292 | ZYPE PIPE 1" | ZYPE PIPE 1"
Yes | OV11376 | 11/05/2015 | SEACOM | SEACOM, INC. | PVC - P1*1/4 | PIPE 1*1/4" | 5 | 316 | ZYPE PIPE 1*1/4" | ZYPE PIPE 1*1/4"
Yes | OV11376 | 11/05/2015 | SEACOM | SEACOM, INC. | PVC AP_DUBV_1/2 | AP DOUBLE UNION BALL VALVE 1/2" | 8 | 202 | ZYPE DOUBLE UNION BALL VALVE 1/2" | ZYPE DOUBLE UNION BALL VALVE 1/2"
Yes | OV11376 | 11/05/2015 | SEACOM | SEACOM, INC. | PVC AP_DUBV_1 | AP DOUBLE UNION BALL VALVE 1" | 8 | 374 | ZYPE DOUBLE UNION BALL VALVE 1" | ZYPE DOUBLE UNION BALL VALVE 1"
Yes | OV11376 | 11/05/2015 | SEACOM | SEACOM, INC. | PVC - DUB1*1/4" | PVC DOUBLE UNION BALL VALVE 1*1/4" | 16 | 503 | ZYPE DOUBLE UNION BALL VALVE 1*1/4" | ZYPE DOUBLE UNION BALL VALVE 1*1/4"
Yes | OV11376 | 11/05/2015 | SEACOM | SEACOM, INC. | PVC AP_IN RED_3/4x1/2 | AP INSIDE REDUCER 3/4" x 1/2" | 18 | 5 | ZYPE INSIDE REDUCER 3/4" x 1/2" | ZYPE INSIDE REDUCER 3/4" x 1/2"
Yes | OV11377 | 11/05/2015 | PROVIDENT | PROVIDENT MEDICAL HEALTH CARE & SERVICES | MF SSALT CLARO | CLARO VIDA SOLAR SALT (50kgs.) | 3 | 500 | CLARO VIDA SOLAR SALT (50kgs.) | CLARO VIDA SOLAR SALT (50kgs.)
Yes | OV11378 | 11/05/2015 | DMW | DMW SALES | CARTRIDGE_10 EWF-50 | EMPRESS D2S 10" (dual cartridge) | 2 | 1300 | EMPRESS EWF-50 D2S 10" | EMPRESS EWF-50 D2S 10"
Yes | OV11379 | 11/05/2015 | PELAEZ R. | REXMEYNARD PELAEZ | ACCS_SCREW2 | SCREW for BB HOUSING | 4 | 0 | SCREW FOR BB HOUSING | SCREW FOR BB HOUSING
Yes | OV11379 | 11/05/2015 | PELAEZ R. | REXMEYNARD PELAEZ | ACCS_BRAC BBT | BRACKET STEEL BB TAIWAN | 1 | 0 | BRACKET STEEL BB TAIWAN | BRACKET STEEL BB TAIWAN
Yes | OV11379 | 11/05/2015 | PELAEZ R. | REXMEYNARD PELAEZ | ACCS_SPNR BB-T | SPANNER WRENCH BB TAIWAN | 1 | 0 | SPANNER WRENCH BB TAIWAN (BLACK) | SPANNER WRENCH BB TAIWAN (BLACK)
Yes | OV11379 | 11/05/2015 | PELAEZ R. | REXMEYNARD PELAEZ | HOUSING BBH10 | BIG BLUE HOUSING 10" npt 1" china | 1 | 1300 | (bdle) BIG BLUE HOUSING 10" npt 1" CHINA w/ ACCS. | (bdle) BIG BLUE HOUSING 10" npt 1" CHINA w/ ACCS.
Yes | OV11380 | 11/05/2015 | 2big | 2-BIG PURIFIED AND ALKALINE WATER | FIL WC 20SL-CBF | WATERCHECK 20SL - CBF | 2 | 350 | #N/A | WATERCHECK 20SL - CBF
Yes | OV11380 | 11/05/2015 | 2big | 2-BIG PURIFIED AND ALKALINE WATER | FIL HYDRO 20 PP_1 | HYDROSEP 20SL - 10 MICRON | 2 | 120 | #N/A | HYDROSEP 20SL - 10 MICRON
Yes | OV11380 | 11/05/2015 | 2big | 2-BIG PURIFIED AND ALKALINE WATER | FIL HYDRO 20 PP_1 | HYDROSEP 20SL - 5 MICRON | 2 | 120 | #N/A | HYDROSEP 20SL - 5 MICRON
Yes | OV11381 | 11/05/2015 | KELLITECH | KELLITECH IMPORT & EXPORT CORPORATION | MEM_YQS4040 | HYDRONAUTICS YQS - 4040 | 5 | 8000 | HYDRONAUTICS YQS - 4040 | HYDRONAUTICS YQS - 4040
Yes | OV11382 | 11/05/2015 | RECA | MEGA PRO ACER BUILDERS INC. | PVC AP_IN RED_3/4x1/2 | AP INSIDE REDUCER 3/4" x 1/2" | 10 | 7.5 | ZYPE INSIDE REDUCER 3/4" x 1/2" | ZYPE INSIDE REDUCER 3/4" x 1/2"
Yes | OV11382 | 11/05/2015 | RECA | MEGA PRO ACER BUILDERS INC. | PVC AP_IN RED_1x3/4 | AP INSIDE REDUCER 1" x 3/4" | 10 | 11 | ZYPE INSIDE REDUCER 1" x 3/4" | ZYPE INSIDE REDUCER 1" x 3/4"
Yes | OV11382 | 11/05/2015 | RECA | MEGA PRO ACER BUILDERS INC. | PVC - P1/2 | PIPE 1/2 | 5 | 140 | ZYPE PIPE 1/2" | ZYPE PIPE 1/2"
Yes | OV11382 | 11/05/2015 | RECA | MEGA PRO ACER BUILDERS INC. | PVC - P3/4 | PIPE 3/4 | 2 | 212 | ZYPE PIPE 3/4 | ZYPE PIPE 3/4
Yes | OV11382 | 11/05/2015 | RECA | MEGA PRO ACER BUILDERS INC. | PVC AP_90ELB PLN_1/2 | AP 90° ELBOW PLAIN 1/2" | 20 | 10 | ZYPE 90° ELBOW PLAIN 1/2" | ZYPE 90° ELBOW PLAIN 1/2"
Yes | OV11382 | 11/05/2015 | RECA | MEGA PRO ACER BUILDERS INC. | PVC AP_90ELB PLN_3/4 | AP 90° ELBOW PLAIN 3/4" | 10 | 14.5 | ZYPE 90° ELBOW PLAIN 3/4" | ZYPE 90° ELBOW PLAIN 3/4"
Yes | OV11382 | 11/05/2015 | RECA | MEGA PRO ACER BUILDERS INC. | PVC AP_90ELB PLN_1 | AP 90° ELBOW PLAIN 1" | 10 | 23 | ZYPE 90° ELBOW PLAIN 1" | ZYPE 90° ELBOW PLAIN 1"
Yes | OV11382 | 11/05/2015 | RECA | MEGA PRO ACER BUILDERS INC. | PVC AP_PTN PLN_1/2 | AP PATENTE PLAIN 1/2" | 6 | 50 | ZYPE PATENTE PLAIN 1/2" | ZYPE PATENTE PLAIN 1/2"
Yes | OV11382 | 11/05/2015 | RECA | MEGA PRO ACER BUILDERS INC. | PVC AP_PTN PLN_3/4 | AP PATENTE PLAIN 3/4" | 6 | 62 | ZYPE PATENTE PLAIN 3/4" | ZYPE PATENTE PLAIN 3/4"
Yes | OV11382 | 11/05/2015 | RECA | MEGA PRO ACER BUILDERS INC. | PVC AP_PTN PLN_1 | AP PATENTE PLAIN 1" | 6 | 98 | ZYPE PATENTE PLAIN 1" | ZYPE PATENTE PLAIN 1"
Yes | OV11383 | 11/05/2015 | GLORIA | HYDROCHEM PLUS INDUSTRIAL SALES | PVC - BVALVE 2*1/2" | BALL VALVE 2*1/2" | 1 | 1118 | ZYPE BALL VALVE 2*1/2" | ZYPE BALL VALVE 2*1/2"
Yes | OV11383 | 11/05/2015 | GLORIA | HYDROCHEM PLUS INDUSTRIAL SALES | PVC - COUP_TRD 3" | COUPLING THREADED 3" | 1 | 426 | #N/A | COUPLING THREADED 3"
Yes | OV11384 | 11/05/2015 | SEACOM | SEACOM, INC. | PVC - P 1x1/2 | PIPE 1*1/2 | 1 | 483 | ZYPE PIPE 1*1/2" | ZYPE PIPE 1*1/2"
Yes | OV11384 | 11/05/2015 | SEACOM | SEACOM, INC. | RF TL4-20"X7 | RAPID FILTER TL4-20"x7 npt 2" threaded | 1 | 16500 | HYDRAP RAPID FILTER TL4-20"x 7 npt 2" THRD (bolt) | HYDRAP RAPID FILTER TL4-20"x 7 npt 2" THRD (bolt)
Yes | OV11384 | 11/05/2015 | SEACOM | SEACOM, INC. | MF SSALT CLARO | CLARO VIDA SOLAR SALT (50kgs.) | 1 | 360 | CLARO VIDA SOLAR SALT (50kgs.) | CLARO VIDA SOLAR SALT (50kgs.)
Yes | OV11384 | 11/05/2015 | SEACOM | SEACOM, INC. | ACCS_AIR | H9909-1 AIRCHECK FOR BRINE TANK | 1 | 0 | H9909-1 AIRCHECK FOR BRINE TANK | H9909-1 AIRCHECK FOR BRINE TANK
Yes | OV11384 | 11/05/2015 | SEACOM | SEACOM, INC. | HOSE 108_2 | HOSE 10 x 8 mm. BLACK color | 2 | 0 | TPUCO HOSE 10 x 8 mm. BLACK color (100 meter/roll) | TPUCO HOSE 10 x 8 mm. BLACK color (100 meter/roll)
Yes | OV11384 | 11/05/2015 | SEACOM | SEACOM, INC. | FRP BT 130L | BRINE TANK 130 L. (blue) | 1 | 2000 | BRINE TANK 130 L. BLUE | BRINE TANK 130 L. BLUE
Yes | OV11384 | 11/05/2015 | SEACOM | SEACOM, INC. | MF ACT. CBF PURE8x12 | PURE PRIME ACTIVATED CARBON 8 x 12 | 10 | 2200 | PURE PRIME ACTIVATED CARBON 8 x 12 | PURE PRIME ACTIVATED CARBON 8 x 12
Yes | OV11384 | 11/05/2015 | SEACOM | SEACOM, INC. | MF RESIN H-C100E | RESIN H-C 100E (new) | 4 | 1500 | HI-GRADE RESIN H-C 100E | HI-GRADE RESIN H-C 100E
Yes | OV11384 | 11/05/2015 | SEACOM | SEACOM, INC. | VH F74 | RUNXIN HEAD F74 Ai SOFTENER 4" | 1 | 9800 | RUNXIN DIGITAL HEAD F74A1 SOFTENER 4" (10m³/h) | RUNXIN DIGITAL HEAD F74A1 SOFTENER 4" (10m³/h)
Yes | OV11384 | 11/05/2015 | SEACOM | SEACOM, INC. | MF ANTRA | ANTHRACITE (James Cumming)) | 3 | 1800 | JAMES CUMMING ANTHRACITE 0.83mm | JAMES CUMMING ANTHRACITE 0.83mm
Yes | OV11384 | 11/05/2015 | SEACOM | SEACOM, INC. | MF QSAND | QUARTZ SAND | 1 | 400 | QUARTZ SAND | QUARTZ SAND
Yes | OV11385 | 11/05/2015 | SEACOM | SEACOM, INC. | PVC- TEFLON | TEFLON TAPE | 20 | 13 | TITANIUM TEFLON TAPE 3/4" | TITANIUM TEFLON TAPE 3/4"
Yes | OV11385 | 11/05/2015 | SEACOM | SEACOM, INC. | PVC AP_90ELB PLN_1 | AP 90° ELBOW PLAIN 1" | 10 | 18 | ZYPE 90° ELBOW PLAIN 1" | ZYPE 90° ELBOW PLAIN 1"
Yes | OV11385 | 11/05/2015 | SEACOM | SEACOM, INC. | PVC AP_PTN PLN_1 | AP PATENTE PLAIN 1" | 4 | 70 | ZYPE PATENTE PLAIN 1" | ZYPE PATENTE PLAIN 1"
Yes | OV11385 | 11/05/2015 | SEACOM | SEACOM, INC. | PVC AP_PTN PLN_1/2 | AP PATENTE PLAIN 1/2" | 3 | 34 | ZYPE PATENTE PLAIN 1/2" | ZYPE PATENTE PLAIN 1/2"
Yes | OV11385 | 11/05/2015 | SEACOM | SEACOM, INC. | PVC AP_PTN PLN_3/4 | AP PATENTE PLAIN 3/4" | 6 | 44 | ZYPE PATENTE PLAIN 3/4" | ZYPE PATENTE PLAIN 3/4"
Yes | OV11385 | 11/05/2015 | SEACOM | SEACOM, INC. | PVC AP_COUP PLN_3/4 | AP COUPLING PLAIN 3/4" | 7 | 8 | ZYPE COUPLING PLAIN 3/4" | ZYPE COUPLING PLAIN 3/4"
Yes | OV11385 | 11/05/2015 | SEACOM | SEACOM, INC. | PVC AP_COUP PLN_1/2 | AP COUPLING PLAIN 1/2" | 10 | 5 | ZYPE COUPLING PLAIN 1/2" | ZYPE COUPLING PLAIN 1/2"
Yes | OV11385 | 11/05/2015 | SEACOM | SEACOM, INC. | PVC AP_TEE PLN_1/2 | AP TEE PLAIN 1/2" | 10 | 10 | ZYPE TEE PLAIN 1/2" | ZYPE TEE PLAIN 1/2"
Yes | OV11385 | 11/05/2015 | SEACOM | SEACOM, INC. | PVC AP_DUBV_1/2 | AP DOUBLE UNION BALL VALVE 1/2" | 10 | 202 | ZYPE DOUBLE UNION BALL VALVE 1/2" | ZYPE DOUBLE UNION BALL VALVE 1/2"
Yes | OV11385 | 11/05/2015 | SEACOM | SEACOM, INC. | PVC - CUTTER42 | PVC PIPE CUTTER ORANGE 42MM | 2 | 200 | PIPE CUTTER ORANGE 42MM (ST-0902) | PIPE CUTTER ORANGE 42MM (ST-0902)
Yes | OV11386 | 11/05/2015 | SEACOM | SEACOM, INC. | ACCS_AIR | H9909-1 AIRCHECK FOR BRINE TANK | 1 | 0 | H9909-1 AIRCHECK FOR BRINE TANK | H9909-1 AIRCHECK FOR BRINE TANK
Yes | OV11386 | 11/05/2015 | SEACOM | SEACOM, INC. | HOSE 108_2 | HOSE 10 x 8 mm. BLACK color | 2 | 0 | TPUCO HOSE 10 x 8 mm. BLACK color (100 meter/roll) | TPUCO HOSE 10 x 8 mm. BLACK color (100 meter/roll)
Yes | OV11386 | 11/05/2015 | SEACOM | SEACOM, INC. | FRP BT 80L | BRINE TANK 80L. (blue) | 1 | 1600 | BRINE TANK 80L. BLUE | BRINE TANK 80L. BLUE
Yes | OV11386 | 11/05/2015 | SEACOM | SEACOM, INC. | ROM_LCHR | FILMTEC BW30 40 x 40 L.C.H.R | 1 | 12500 | FILMTEC BW30 40 x 40 L.C.H.R | FILMTEC BW30 40 x 40 L.C.H.R
Yes | OV11387 | 11/05/2015 | BALIGNASAY A. | AIDA BALIGNASAY | FIL PRIME CBF20SL | PURE PRIME 20SL - CARBON Filter | 2 | 300 | PURE PRIME 20SL - CARBON Filter | PURE PRIME 20SL - CARBON Filter
Yes | OV11388 | 11/05/2015 | INNOVENTION | INNOVENTION PROCESS FOOD RESOURCES INC. | CARTRIDGE_11 EUR D2S | EUREKA D2S 10" (dual cartridge) | 1 | 1440 | EUREKA EWPS-2S D2S 10" | EUREKA EWPS-2S D2S 10"
Yes | OV11389 | 11/05/2015 | ARQUIZA | AM ARQUIZA ENT. | JACO(Z-1088) | JACO Z-1088 1/2"x1/2" male straight conn. (taiwan) | 10 | 80 | JACO Z-1088 - 1/2mm x 1/2" male straight connector (taiwan) | JACO Z-1088 - 1/2mm x 1/2" male straight connector (taiwan)
Yes | OV11389 | 11/05/2015 | ARQUIZA | AM ARQUIZA ENT. | PVC AP_90ELB PLN_1 | AP 90° ELBOW PLAIN 1" | 50 | 23 | ZYPE 90° ELBOW PLAIN 1" | ZYPE 90° ELBOW PLAIN 1"
Yes | OV11389 | 11/05/2015 | ARQUIZA | AM ARQUIZA ENT. | PVC AP_IN RED_3/4x1/2 | AP INSIDE REDUCER 3/4" x 1/2" | 20 | 7.2 | ZYPE INSIDE REDUCER 3/4" x 1/2" | ZYPE INSIDE REDUCER 3/4" x 1/2"
Yes | OV11389 | 11/05/2015 | ARQUIZA | AM ARQUIZA ENT. | PVC AP_MALE A_3/4 | AP MALE ADAPTOR 3/4" | 20 | 16 | ZYPE MALE ADAPTOR 3/4" | ZYPE MALE ADAPTOR 3/4"
Yes | OV11389 | 11/05/2015 | ARQUIZA | AM ARQUIZA ENT. | ACCS_SCREW2 | SCREW for BB HOUSING | 4 | 0 | SCREW FOR BB HOUSING | SCREW FOR BB HOUSING
Yes | OV11389 | 11/05/2015 | ARQUIZA | AM ARQUIZA ENT. | ACCS_SPNR BB-T | SPANNER WRENCH BB TAIWAN | 1 | 0 | SPANNER WRENCH BB TAIWAN (BLACK) | SPANNER WRENCH BB TAIWAN (BLACK)
Yes | OV11389 | 11/05/2015 | ARQUIZA | AM ARQUIZA ENT. | ACCS_BRAC BBT | BRACKET STEEL BB TAIWAN | 1 | 0 | BRACKET STEEL BB TAIWAN | BRACKET STEEL BB TAIWAN
Yes | OV11389 | 11/05/2015 | ARQUIZA | AM ARQUIZA ENT. | HOUSING BB20-T | BIG BLUE HOUSING 20" npt 1" TAiWAN | 1 | 1300 | (bdle) BIG BLUE HOUSING 20" npt 1" TAIWAN w/ ACCS. | (bdle) BIG BLUE HOUSING 20" npt 1" TAIWAN w/ ACCS.
Yes | OV11389 | 11/05/2015 | ARQUIZA | AM ARQUIZA ENT. | PVC AP_PTN PLN_3/4 | AP PATENTE PLAIN 3/4" | 20 | 62 | ZYPE PATENTE PLAIN 3/4" | ZYPE PATENTE PLAIN 3/4"
Yes | OV11389 | 11/05/2015 | ARQUIZA | AM ARQUIZA ENT. | PVC AP_90ELB PLN_3/4 | AP 90° ELBOW PLAIN 3/4" | 50 | 14.5 | ZYPE 90° ELBOW PLAIN 3/4" | ZYPE 90° ELBOW PLAIN 3/4"
Yes | OV11390 | 11/05/2015 | NSPI | NEPHROLOGY SERVICES PHILS. INC. | PVC- TEFLON | TEFLON TAPE | 2 | 15 | TITANIUM TEFLON TAPE 3/4" | TITANIUM TEFLON TAPE 3/4"
Yes | OV11390 | 11/05/2015 | NSPI | NEPHROLOGY SERVICES PHILS. INC. | FIL HYDRO 20 PP_1 | HYDROSEP 20SL - 1 MICRON | 5 | 95 | #N/A | HYDROSEP 20SL - 1 MICRON
Yes | OV11390 | 11/05/2015 | NSPI | NEPHROLOGY SERVICES PHILS. INC. | FIL HYDRO 20 PP_1 | HYDROSEP 20SL - 5 MICRON | 10 | 95 | #N/A | HYDROSEP 20SL - 5 MICRON
Yes | OV11391 | 11/06/2015 | HYDROTREAT | HYDROTREAT SYSTEM TECH., INC. | PVC - P1 | PIPE 1" | 1 | 292 | ZYPE PIPE 1" | ZYPE PIPE 1"
Yes | OV11391 | 11/06/2015 | HYDROTREAT | HYDROTREAT SYSTEM TECH., INC. | PVC AP_PTN PLN_1 | AP PATENTE PLAIN 1" | 10 | 70 | ZYPE PATENTE PLAIN 1" | ZYPE PATENTE PLAIN 1"
Yes | OV11391 | 11/06/2015 | HYDROTREAT | HYDROTREAT SYSTEM TECH., INC. | PVC AP_90ELB PLN_1 | AP 90° ELBOW PLAIN 1" | 10 | 18 | ZYPE 90° ELBOW PLAIN 1" | ZYPE 90° ELBOW PLAIN 1"
Yes | OV11391 | 11/06/2015 | HYDROTREAT | HYDROTREAT SYSTEM TECH., INC. | UV SET 2 | ULTRA VIOLET SET 2 GPM | 1 | 4000 | ULTRA VIOLET WONDER SET 2 GPM W-120 | ULTRA VIOLET WONDER SET 2 GPM W-120
Yes | OV11391 | 11/06/2015 | HYDROTREAT | HYDROTREAT SYSTEM TECH., INC. | ACCS_BRAC ST | BRACKET STEEL TAIWAN (new) | 1 | 0 | BRACKET STEEL TAIWAN (NEW) | BRACKET STEEL TAIWAN (NEW)
Yes | OV11391 | 11/06/2015 | HYDROTREAT | HYDROTREAT SYSTEM TECH., INC. | ACCS_SCREW1 | SCREW for SL HOUSING | 4 | 0 | SCREW FOR SL HOUSING | SCREW FOR SL HOUSING
Yes | OV11391 | 11/06/2015 | HYDROTREAT | HYDROTREAT SYSTEM TECH., INC. | HOUSING SBH_10H | SLIM BLUE HOUSING 10" npt 3/4" Hydrosep | 1 | 550 | (bdle) SLIM BLUE HOUSING 10" npt 3/4" HYDROSEP brand w/ ACCS. | (bdle) SLIM BLUE HOUSING 10" npt 3/4" HYDROSEP brand w/ ACCS.
Yes | OV11391 | 11/06/2015 | HYDROTREAT | HYDROTREAT SYSTEM TECH., INC. | ACCS_STRB(4.5) | STRAINER FOR DI TANK (BOTTOM ONLY) | 1 | 0 | 50113 BOTTOM STRAINER for 12"x52" DI TANK | 50113 BOTTOM STRAINER for 12"x52" DI TANK
Yes | OV11391 | 11/06/2015 | HYDROTREAT | HYDROTREAT SYSTEM TECH., INC. | ACCS_STRT(4.5) | STRAINER FOR DI TANK (TOP ONLY) | 1 | 0 | 50112 TOP STRAINER for 12"x52" DI TANK | 50112 TOP STRAINER for 12"x52" DI TANK
Yes | OV11391 | 11/06/2015 | HYDROTREAT | HYDROTREAT SYSTEM TECH., INC. | ACCS_H DI | FRP ADAPTER H9902 -1 Top & Bottom Tank Head 4.5" | 1 | 0 | H9902-1 FRP ADAPTER for 12" x 52" DI TANK | H9902-1 FRP ADAPTER for 12" x 52" DI TANK
Yes | OV11391 | 11/06/2015 | HYDROTREAT | HYDROTREAT SYSTEM TECH., INC. | ACCS_RTUBEDI | RISER TUBE for DI TANK (12x52) | 1 | 0 | RISER TUBE for DI TANK (12x52) p/n: 50089 | RISER TUBE for DI TANK (12x52) p/n: 50089
Yes | OV11391 | 11/06/2015 | HYDROTREAT | HYDROTREAT SYSTEM TECH., INC. | ACCS_QC2 | QC-2 half male quick-connect coupling - LACKING | 2 | 0 | #N/A | QC-2 half male quick-connect coupling - LACKING
Yes | OV11391 | 11/06/2015 | HYDROTREAT | HYDROTREAT SYSTEM TECH., INC. | ACCS_QC8 | QC-8 half female quick-connect coupling | 2 | 0 | QC-8 HALF FEMALE QUICK-CONNECT COUPLING (p/n: 10382) | QC-8 HALF FEMALE QUICK-CONNECT COUPLING (p/n: 10382)
Yes | OV11391 | 11/06/2015 | HYDROTREAT | HYDROTREAT SYSTEM TECH., INC. | FRP 1252DI | FRP TANK 12" x 52" WAVE CYBER BEIGE - DI TANK | 1 | 8500 | (bdle) FRP TANK 12" x 52" (-4.5T) D.I TANK WAVE CYBER BEIGE color w/ ACCS. | (bdle) FRP TANK 12" x 52" (-4.5T) D.I TANK WAVE CYBER BEIGE color w/ ACCS.
Yes | OV11392 | 11/06/2015 | RHP ELECT | RHP ELECTROMECHANICAL SALES & SERVICES CORP. | PUMP CDLF2-70 1PH | CNP CDLF2-70 (2hp) 1.5kw. 1PHASE | 1 | 21350 | #N/A | CNP CDLF2-70 (2hp) 1.5kw. 1PHASE
Yes | OV11393 | 11/07/2015 | CAMDEN | CAMDEN INTERNATIONAL SALES,INC. | VH_FLECK2900ST | FLECK VALVE HEAD 2900 SOFTENER (CHINA) timer | 1 | 51000 | FLECK VALVE HEAD 2900 SOFTENER (CHINA) | FLECK VALVE HEAD 2900 SOFTENER (CHINA)
Yes | OV11394 | 11/09/2015 | ACTIVE MICRO | ACTIVE MICRO TECHNOLOGY SOLUTIONS | FIL NB WP5 - 10SL | PUREGEN 10SL - WP 5 MICRON (nb) | 150 | 60 | #N/A | PUREGEN 10SL - WP 5 MICRON (nb)
Yes | OV11395G | 11/06/2015 | PALAWAN | PALAWAN ADVENTIST HOSPITAL | GAL_SEAL ROUND | ROUND CAP SEAL (96mm x 60mm) 1,000pcs./2PACK | 30 | 240 | ROUND CAP SEAL (96mm x 60mm) 1,000pcs/2PACK | ROUND CAP SEAL (96mm x 60mm) 1,000pcs/2PACK
Yes | OV11396 | 11/06/2015 | WATER SOURCE | WATER SOURCE SYSTEM TECHNOLOGY | PVC AP_COUP TRD_1*1/2" | AP COUPLING THREADED 1*1/2" | 2 | 77 | ZYPE COUPLING THREADED 1*1/2" | ZYPE COUPLING THREADED 1*1/2"
Yes | OV11396 | 11/06/2015 | WATER SOURCE | WATER SOURCE SYSTEM TECHNOLOGY | PVC AP_MALE A_1*1/2 | AP MALE ADAPTOR 1*1/2" | 10 | 31 | ZYPE MALE ADAPTOR 1*1/2" | ZYPE MALE ADAPTOR 1*1/2"
Yes | OV11397 | 11/07/2015 | FLUID | FLUID SYSTEMS & DESIGN | VH_FLECK5600ST-C | FLECK HEAD 5600 SOFTENER (CHINA) | 1 | 5500 | #N/A | FLECK HEAD 5600 SOFTENER (CHINA)
Yes | OV11397 | 11/07/2015 | FLUID | FLUID SYSTEMS & DESIGN | VH_FLECK2850ST | FLECK HEAD 2850 SOFTENER (CHINA) | 1 | 23500 | #N/A | FLECK HEAD 2850 SOFTENER (CHINA)
Yes | OV11398 | 11/07/2015 | SAPMER | SAPMER MERCHANDISING | FIL NB WP5 - 10SL | PUREGEN 10SL - WP 5 MICRON (nb) | 50 | 50 | #N/A | PUREGEN 10SL - WP 5 MICRON (nb)
Yes | OV11399 | 11/09/2015 | PHILS | PHILIPPINE HOH INDUSTRIES INC |  | FRP TANK 16" x 65" ( 4") WAVE CYBER BEIGE color | 1 | 0 | FRP TANK 16" x 65" (-4T) WAVE CYBER BEIGE color | FRP TANK 16" x 65" (-4T) WAVE CYBER BEIGE color
Yes | OV11399 | 11/09/2015 | PHILS | PHILIPPINE HOH INDUSTRIES INC |  | RUNXIN HEAD F75 Ai SEDIMENT 4" | 1 | 0 | RUNXIN DIGITAL HEAD F75A1 SEDIMENT 4" (10m³/h) | RUNXIN DIGITAL HEAD F75A1 SEDIMENT 4" (10m³/h)
Yes | OV11399 | 11/09/2015 | PHILS | PHILIPPINE HOH INDUSTRIES INC |  | STRAINER H 182-1 TOP (14" - 36") 4" threadded | 1 | 0 | #N/A | STRAINER H 182-1 TOP (14" - 36") 4" threadded
Yes | OV11399 | 11/09/2015 | PHILS | PHILIPPINE HOH INDUSTRIES INC |  | STRAINER H 2808 Bottom Distribution 4" (14"-36") | 1 | 0 | #N/A | STRAINER H 2808 Bottom Distribution 4" (14"-36")
Yes | OV11399 | 11/09/2015 | PHILS | PHILIPPINE HOH INDUSTRIES INC |  | PEBBLES#10 | 1 | 0 | #N/A | PEBBLES#10
Yes | OV11399 | 11/09/2015 | PHILS | PHILIPPINE HOH INDUSTRIES INC |  | SILICA SAND | 2 | 0 | SILICA SAND | SILICA SAND
Yes | OV11399 | 11/09/2015 | PHILS | PHILIPPINE HOH INDUSTRIES INC |  | QUARTZ SAND | 2 | 0 | QUARTZ SAND | QUARTZ SAND
Yes | OV11399 | 11/09/2015 | PHILS | PHILIPPINE HOH INDUSTRIES INC |  | ANTHRACITE (James Cumming) | 2 | 0 | #N/A | ANTHRACITE (James Cumming)
Yes | OV11400 | 11/09/2015 | PHILS | PHILIPPINE HOH INDUSTRIES INC |  | FRP TANK 16" x 65" ( 4") WAVE CYBER BEIGE color | 1 | 0 | FRP TANK 16" x 65" (-4T) WAVE CYBER BEIGE color | FRP TANK 16" x 65" (-4T) WAVE CYBER BEIGE color
Yes | OV11400 | 11/09/2015 | PHILS | PHILIPPINE HOH INDUSTRIES INC |  | RUNXIN HEAD F75 Ai SEDIMENT 4" | 1 | 0 | RUNXIN DIGITAL HEAD F75A1 SEDIMENT 4" (10m³/h) | RUNXIN DIGITAL HEAD F75A1 SEDIMENT 4" (10m³/h)
Yes | OV11400 | 11/09/2015 | PHILS | PHILIPPINE HOH INDUSTRIES INC |  | STRAINER H 182-1 TOP (14"-36") 4" threaded | 1 | 0 | STRAINER H 182-1 - THREADED TOP npt 1*1/2" (4") | STRAINER H 182-1 - THREADED TOP npt 1*1/2" (4")
Yes | OV11400 | 11/09/2015 | PHILS | PHILIPPINE HOH INDUSTRIES INC |  | STRAINER H 2808 Bottom Distribution 4" (14"-36") | 1 | 0 | #N/A | STRAINER H 2808 Bottom Distribution 4" (14"-36")
Yes | OV11400 | 11/09/2015 | PHILS | PHILIPPINE HOH INDUSTRIES INC |  | PURE PRIME ACTIVATED CARBON 8 x 12 | 4 | 0 | PURE PRIME ACTIVATED CARBON 8 x 12 | PURE PRIME ACTIVATED CARBON 8 x 12
Yes | OV11401 | 11/06/2015 | TIU A. | ALBERT TIU | MF ACT. CBF PURE8x12 | PURE PRIME ACTIVATED CARBON 8 x 12 | 1 | 2500 | PURE PRIME ACTIVATED CARBON 8 x 12 | PURE PRIME ACTIVATED CARBON 8 x 12
Yes | OV11402 | 11/06/2015 | CONSOLIDATED | CONSOLIDATED ICE & COLD STORAGE CORPORATION | FIL HYDRO 20BB-PP | HYDROSEP 20BB - 5 MICRON | 5 | 520 | #N/A | HYDROSEP 20BB - 5 MICRON
Yes | OV11403 | 11/06/2015 | STEVEN'S PURE | STEVEN'S PURE | FIL NB WP1 - 20SL | PUREGEN 20SL - WP 1 MICRON | 1 | 160 | #N/A | PUREGEN 20SL - WP 1 MICRON
Yes | OV11403 | 11/06/2015 | STEVEN'S PURE | STEVEN'S PURE | FIL PS1-20C | PENTEK brand 20SL - 1 MICRON | 1 | 180 | #N/A | PENTEK brand 20SL - 1 MICRON
Yes | OV11403 | 11/06/2015 | STEVEN'S PURE | STEVEN'S PURE | FIL PRIME CBF20SL | PURE PRIME 20SL - CARBON Filter | 2 | 300 | PURE PRIME 20SL - CARBON Filter | PURE PRIME 20SL - CARBON Filter
Yes | OV11403 | 11/06/2015 | STEVEN'S PURE | STEVEN'S PURE | FIL HYDRO 20 PP_1 | HYDROSEP 20SL -1 MICRON | 1 | 95 | #N/A | HYDROSEP 20SL -1 MICRON
Yes | OV11403 | 11/06/2015 | STEVEN'S PURE | STEVEN'S PURE | FIL HYDRO 20 PP_1 | HYDROSEP 20SL - 5 MICRON | 2 | 95 | #N/A | HYDROSEP 20SL - 5 MICRON
Yes | OV11405 | 11/06/2015 | WATER KIER | WATER KIER MARKETING | PRE FM 5ZK300K3 | FLOWMETER PANEL 5 GPM AQUA (176mm.) small | 1 | 723 | FLOWMETER PANEL 5 GPM (AQUA 176mm-SHORT) | FLOWMETER PANEL 5 GPM (AQUA 176mm-SHORT)
Yes | OV11405 | 11/06/2015 | WATER KIER | WATER KIER MARKETING | PRE FMV 5 | FLOWMETER PANEL 5 GPM w/ VALVE | 1 | 1530 | FLOWMETER PANEL 5 GPM w/ VALVE | FLOWMETER PANEL 5 GPM w/ VALVE
Yes | OV11405 | 11/06/2015 | WATER KIER | WATER KIER MARKETING | ACCS_BRAC T20 | BRACKET STEEL for T3S (taiwan) | 2 | 200 | BRACKET STEEL T3S TAIWAN | BRACKET STEEL T3S TAIWAN
Yes | OV11405 | 11/06/2015 | WATER KIER | WATER KIER MARKETING | NIP_NP3/4 | NIPLE REDUCER 3/4" SS | 6 | 70 | NIPPLE REDUCER M-THREAD PIPE 3/4" STAINLESS | NIPPLE REDUCER M-THREAD PIPE 3/4" STAINLESS
Yes | OV11406 | 11/09/2015 | PHILS | PHILIPPINE HOH INDUSTRIES INC | FIL HYDRO 20BB-PP | HYDROSEP 20BB - 1 MICRON | 1 | 0 | #N/A | HYDROSEP 20BB - 1 MICRON
Yes | OV11406 | 11/09/2015 | PHILS | PHILIPPINE HOH INDUSTRIES INC | ROS_SETCIP | R.O CIP MODULE | 1 | 0 | #N/A | R.O CIP MODULE
Yes | OV11406 | 11/09/2015 | PHILS | PHILIPPINE HOH INDUSTRIES INC | PUMP CDLF4-60 | CNP CDLF4-60 (3hp) 2.2kw. 1PHASE | 1 | 0 | #N/A | CNP CDLF4-60 (3hp) 2.2kw. 1PHASE
Yes | OV11406 | 11/09/2015 | PHILS | PHILIPPINE HOH INDUSTRIES INC | FIL HYDRO 20 PP_1 | HYDROSEP 20SL - 1 MICRON | 5 | 0 | #N/A | HYDROSEP 20SL - 1 MICRON
Yes | OV11406 | 11/09/2015 | PHILS | PHILIPPINE HOH INDUSTRIES INC | ROS_SET18TS | 18000 GPD TITANIUM SERIES MODULE | 1 | 350000 | #N/A | 18000 GPD TITANIUM SERIES MODULE
Yes | OV11407 | 11/07/2015 | WATER KIER | WATER KIER MARKETING | UV LAMP 6GPM (AB) | ULTRA VIOLET LAMP 6 GPM - (aqua-b) | 2 | 1200 | ULTRA VIOLET AQUA-B LAMP 6 GPM (23W) | ULTRA VIOLET AQUA-B LAMP 6 GPM (23W)
Yes | OV11407 | 11/07/2015 | WATER KIER | WATER KIER MARKETING | NIP_NP3/4 | NIPLE REDUCER 3/4" SS | 8 | 80 | NIPPLE REDUCER M-THREAD PIPE 3/4" STAINLESS | NIPPLE REDUCER M-THREAD PIPE 3/4" STAINLESS
Yes | OV11407 | 11/07/2015 | WATER KIER | WATER KIER MARKETING | UV SET 2 | ULTRA VIOLET SET 2 GPM | 1 | 4000 | ULTRA VIOLET WONDER SET 2 GPM W-120 | ULTRA VIOLET WONDER SET 2 GPM W-120
Yes | OV11407 | 11/07/2015 | WATER KIER | WATER KIER MARKETING | UV SET X-6TC | ULTRA VIOLET SET 6 GPM - TEDITO brand (china) | 1 | 4800 | ULTRA VIOLET TEDITO SET 6 GPM (china) | ULTRA VIOLET TEDITO SET 6 GPM (china)
Yes | OV11407 | 11/07/2015 | WATER KIER | WATER KIER MARKETING | HOSE 108_1 | HOSE 10 x 8 mm. BLUE color | 2 | 60 | TPUCO HOSE 10 x 8 mm. BLUE color (100 meter/roll) | TPUCO HOSE 10 x 8 mm. BLUE color (100 meter/roll)
Yes | OV11407 | 11/07/2015 | WATER KIER | WATER KIER MARKETING | ACCS_BRAC ST | BRACKET STEEL TAIWAN (new) | 10 | 0 | BRACKET STEEL TAIWAN (NEW) | BRACKET STEEL TAIWAN (NEW)
Yes | OV11407 | 11/07/2015 | WATER KIER | WATER KIER MARKETING | ACCS_SCREW1 | SCREW for SL HOUSING | 40 | 0 | SCREW FOR SL HOUSING | SCREW FOR SL HOUSING
Yes | OV11407 | 11/07/2015 | WATER KIER | WATER KIER MARKETING | ACCS_SPNR SL C | SPANNER WRENCH SLIM 20" CHINA | 3 | 0 | (zero price) SPANNER WRENCH SLIM 20" CHINA (BLACK) | (zero price) SPANNER WRENCH SLIM 20" CHINA (BLACK)
Yes | OV11407 | 11/07/2015 | WATER KIER | WATER KIER MARKETING | HOUSING SBHC_2 | SLIM BLUE HOUSING 20" npt 3/4" China (CH20-40) | 10 | 600 | (bdle) SLIM BLUE HOUSING 20" npt 3/4" CHINA (CH20-40) w/ ACCS. | (bdle) SLIM BLUE HOUSING 20" npt 3/4" CHINA (CH20-40) w/ ACCS.
Yes | OV11407 | 11/07/2015 | WATER KIER | WATER KIER MARKETING | ACCS_CAP | WAVE CYBER HEAD CAP 10"x54" | 3 | 0 | WAVE CYBER HEAD CAP 10" x 54" | WAVE CYBER HEAD CAP 10" x 54"
Yes | OV11407 | 11/07/2015 | WATER KIER | WATER KIER MARKETING | FRP_JACKET WV | 10"x 54" SS JACKET WAVE CYBER brand | 3 | 1800 | (bdle) 10" x 54" STAINLESS JACKET w/ HEAD CAP | (bdle) 10" x 54" STAINLESS JACKET w/ HEAD CAP
Yes | OV11407 | 11/07/2015 | WATER KIER | WATER KIER MARKETING | ACCS_AIR | H9909-1 AIRCHECK FOR BRINE TANK | 1 | 0 | H9909-1 AIRCHECK FOR BRINE TANK | H9909-1 AIRCHECK FOR BRINE TANK
Yes | OV11407 | 11/07/2015 | WATER KIER | WATER KIER MARKETING | ACCS_BRINE | BRINE WELL for BRINE TANK | 1 | 0 | BRINE WELL for BRINE TANK (64L/105L) | BRINE WELL for BRINE TANK (64L/105L)
Yes | OV11407 | 11/07/2015 | WATER KIER | WATER KIER MARKETING | HOSE 108_2 | HOSE 10 x 8 mm. BLACK color | 2 | 0 | TPUCO HOSE 10 x 8 mm. BLACK color (100 meter/roll) | TPUCO HOSE 10 x 8 mm. BLACK color (100 meter/roll)
Yes | OV11407 | 11/07/2015 | WATER KIER | WATER KIER MARKETING | FRP BT 64L | BRINE TANK 64 L. (gray) | 1 | 1650 | BRINE TANK 64 L. GRAY (wave cyber) | BRINE TANK 64 L. GRAY (wave cyber)
Yes | OV11408 | 11/07/2015 | DIVINE WORKS | DIVINE WORKS AGRI-VENTURES CORP. | PUMP CDLF4-40 | CNP CDLF4-40 (2hp) 1.5kw. 3 PHASE | 2 | 19150 | #N/A | CNP CDLF4-40 (2hp) 1.5kw. 3 PHASE
Yes | OV11409 | 11/09/2015 | FLUID TECH | FLUID TECHNOLOGY & ENVI. | MF ANTRA | ANTHRACITE (James Cumming)) | 2 | 1800 | JAMES CUMMING ANTHRACITE 0.83mm | JAMES CUMMING ANTHRACITE 0.83mm
Yes | OV11409 | 11/09/2015 | FLUID TECH | FLUID TECHNOLOGY & ENVI. | MF RESIN H-C100E | RESIN H-C 100E (new) | 5 | 1800 | HI-GRADE RESIN H-C 100E | HI-GRADE RESIN H-C 100E
Yes | OV11409 | 11/09/2015 | FLUID TECH | FLUID TECHNOLOGY & ENVI. | PVC - C -711-32OZ. | PVC 711 CEMENT 32oz. | 1 | 950 | WELD-ON PVC 711 CEMENT 32oz. | WELD-ON PVC 711 CEMENT 32oz.
Yes | OV11409 | 11/09/2015 | FLUID TECH | FLUID TECHNOLOGY & ENVI. | PVC AP_MALE A_1*1/4 | AP MALE ADAPTOR 1*1/4" | 2 | 25 | ZYPE MALE ADAPTOR 1*1/4" | ZYPE MALE ADAPTOR 1*1/4"
Yes | OV11409 | 11/09/2015 | FLUID TECH | FLUID TECHNOLOGY & ENVI. | PVC - INS RED_10 | INSIDE REDUCER 1*1/2 x 1 | 2 | 38 | ZYPE INSIDE REDUCER 1*1/2" x 1" | ZYPE INSIDE REDUCER 1*1/2" x 1"
Yes | OV11409 | 11/09/2015 | FLUID TECH | FLUID TECHNOLOGY & ENVI. | PVC AP_COUP THR_1/2x1/4 | AP COUPLING REDUCER THREADED 1/2" x 1/4" | 4 | 16 | ZYPE COUPLING REDUCER THREADED 1/2" x 1/4" | ZYPE COUPLING REDUCER THREADED 1/2" x 1/4"
Yes | OV11409 | 11/09/2015 | FLUID TECH | FLUID TECHNOLOGY & ENVI. | PVC - OUT RED_2 | OUTSIDE REDUCER 1 x 1/2 | 8 | 15 | ZYPE OUTSIDE REDUCER 1" x 1/2" | ZYPE OUTSIDE REDUCER 1" x 1/2"
Yes | OV11409 | 11/09/2015 | FLUID TECH | FLUID TECHNOLOGY & ENVI. | PVC - P1 | PIPE 1" | 8 | 292 | ZYPE PIPE 1" | ZYPE PIPE 1"
Yes | OV11409 | 11/09/2015 | FLUID TECH | FLUID TECHNOLOGY & ENVI. | PVC AP_PTN PLN_1 | AP PATENTE PLAIN 1" | 20 | 82 | ZYPE PATENTE PLAIN 1" | ZYPE PATENTE PLAIN 1"
Yes | OV11409 | 11/09/2015 | FLUID TECH | FLUID TECHNOLOGY & ENVI. | PVC AP_MALE A_1 | AP MALE ADAPTOR 1" | 6 | 15 | ZYPE MALE ADAPTOR 1" | ZYPE MALE ADAPTOR 1"
Yes | OV11409 | 11/09/2015 | FLUID TECH | FLUID TECHNOLOGY & ENVI. | PVC AP_COUP TRD_1 | AP COUPLING THREADED 1" | 6 | 21 | ZYPE COUPLING THREADED 1" | ZYPE COUPLING THREADED 1"
Yes | OV11409 | 11/09/2015 | FLUID TECH | FLUID TECHNOLOGY & ENVI. | PVC AP_COUP PLN_1 | AP COUPLING PLAIN 1" | 6 | 14 | ZYPE COUPLING PLAIN 1" | ZYPE COUPLING PLAIN 1"
Yes | OV11409 | 11/09/2015 | FLUID TECH | FLUID TECHNOLOGY & ENVI. | PVC AP_90ELB PLN_1 | AP 90° ELBOW PLAIN 1" | 25 | 18 | ZYPE 90° ELBOW PLAIN 1" | ZYPE 90° ELBOW PLAIN 1"
Yes | OV11409 | 11/09/2015 | FLUID TECH | FLUID TECHNOLOGY & ENVI. | PVC AP_TEE PLN_1 | AP TEE PLAIN 1" | 12 | 27 | ZYPE TEE PLAIN 1" | ZYPE TEE PLAIN 1"
Yes | OV11409 | 11/09/2015 | FLUID TECH | FLUID TECHNOLOGY & ENVI. | PVC - BVALVE 1" | BALL VALVE 1" | 12 | 90 | ZYPE BALL VALVE 1" | ZYPE BALL VALVE 1"
Yes | OV11410 | 11/09/2015 | Filtrite | FITRITE INC. | UV SET 1 | ULTRA VIOLET SET 1 GPM | 1 | 2300 | ULTRA VIOLET WONDER SET 1 GPM CR-60 | ULTRA VIOLET WONDER SET 1 GPM CR-60
Yes | OV11411 | 11/09/2015 | EXEL | EXEL SYSTEM CONTROL & AUTOMATION INC. | FIL NB WP5 - 10SL | NO BRAND 10SL - WP 5 MICRON | 400 | 50 | NO BRAND 10SL - WP 5 MICRON (no label) | NO BRAND 10SL - WP 5 MICRON (no label)
Yes | OV11412 | 11/10/2015 | HANDYMAN | ROBINSONS HANDYMAN INC. | TTOP_ACCS | TABLE TOP FAUCET BLUE w/ TUBE & KNOTS SET | 12 | 99 | #N/A | TABLE TOP FAUCET BLUE w/ TUBE & KNOTS SET
Yes | OV11412 | 11/10/2015 | HANDYMAN | ROBINSONS HANDYMAN INC. | TTOP_ACCS | TABLE TOP FAUCET WHITE w/ TUBE & KNOTS SET | 12 | 99 | #N/A | TABLE TOP FAUCET WHITE w/ TUBE & KNOTS SET
Yes | OV11412 | 11/10/2015 | HANDYMAN | ROBINSONS HANDYMAN INC. | GAL_SML FCT | FAUCET FOR SLIM CONTAINER GREEN color | 12 | 29.7 | FAUCET FOR SLIM CONTAINER GREEN color | FAUCET FOR SLIM CONTAINER GREEN color
Yes | OV11412 | 11/10/2015 | HANDYMAN | ROBINSONS HANDYMAN INC. | FCET_UNIB | WD FAUCET UNIVERSAL TYPE BLUE (cold) | 6 | 89.1 | WD FAUCET UNIVERSAL TYPE BLUE (cold) | WD FAUCET UNIVERSAL TYPE BLUE (cold)
Yes | OV11412 | 11/10/2015 | HANDYMAN | ROBINSONS HANDYMAN INC. | FCET_UNIR | WD FAUCET UNIVERSAL TYPE RED (hot) | 6 | 89.1 | WD FAUCET UNIVERSAL TYPE RED (hot) | WD FAUCET UNIVERSAL TYPE RED (hot)
Yes | OV11413 | 11/11/2015 | HYPER KEM | HYPER KEM AND MACHINERIES, IND. | PVC-ELB-TRD 1" | ELBOW THREADED 1" | 2 | 34 | ZYPE 90° ELBOW THREADED 1" | ZYPE 90° ELBOW THREADED 1"
Yes | OV11413 | 11/11/2015 | HYPER KEM | HYPER KEM AND MACHINERIES, IND. | PVC AP_BCHECK_1" | AP BALL CHECK VALVE 1" | 1 | 845 | ZYPE BALL CHECK VALVE 1" | ZYPE BALL CHECK VALVE 1"
Yes | OV11414 | 11/11/2015 | CLEANPAK | CLEANPAK INC. | FIL NB WP5 - 10SL | PUREGEN 10SL - WP 5 MICRON | 50 | 60 | #N/A | PUREGEN 10SL - WP 5 MICRON
Yes | OV11414 | 11/11/2015 | CLEANPAK | CLEANPAK INC. | FIL NB WP1 - 10SL | PUREGEN 10SL - WP 1 MICRON | 50 | 60 | #N/A | PUREGEN 10SL - WP 1 MICRON
Yes | OV11415 | 11/11/2015 | CLEANPAK | CLEANPAK INC. | FILAB 10-0.45 | ABSOLUTE FILTER 10SL - 0.45mic.(250mm) | 10 | 440 | ABSOLUTE FILTER 10SL - 0.45 MICRON (250mm) | ABSOLUTE FILTER 10SL - 0.45 MICRON (250mm)
Yes | OV11415 | 11/11/2015 | CLEANPAK | CLEANPAK INC. | FILAB 20-0.45 | ABSOLUTE FILTER 20SL - 0.45mic. (499mm) | 4 | 880 | ABSOLUTE FILTER 20SL - 0.45 MICRON (499mm) | ABSOLUTE FILTER 20SL - 0.45 MICRON (499mm)
Yes | OV11415 | 11/11/2015 | CLEANPAK | CLEANPAK INC. | FILAB 20-0.22 | ABSOLUTE FILTER 20SL - 0.2mic. (499mm) | 4 | 920 | ABSOLUTE FILTER 20SL - 0.2 MICRON (499mm) | ABSOLUTE FILTER 20SL - 0.2 MICRON (499mm)
Yes | OV11416 | 11/06/2015 | FLUID TECH | FLUID TECHNOLOGY & ENVI. | PRE MPC-06 | MASAKI LOW PRESSURE SWITCH MPC-06 | 1 | 1200 | MASAKI LOW PRESSURE SWITCH MPC-06 | MASAKI LOW PRESSURE SWITCH MPC-06
Yes | OV11417 | 11/06/2015 | STEVEN'S PURE | STEVEN'S PURE | ACCS_STS | STRAINER H 2805 | 2 | 0 | #N/A | STRAINER H 2805
Yes | OV11417 | 11/06/2015 | STEVEN'S PURE | STEVEN'S PURE | VH MSED | MANUAL HEAD SEDIMENT F56A3 2.5" | 1 | 1200 | RUNXIN MANUAL HEAD F56A3 SEDIMENT (4m³/h) | RUNXIN MANUAL HEAD F56A3 SEDIMENT (4m³/h)
Yes | OV11417 | 11/06/2015 | STEVEN'S PURE | STEVEN'S PURE | VH MSOFT | MANUAL HEAD SOFTENER F64A 2.5" | 1 | 1500 | RUNXIN MANUAL HEAD F64A SOFTENER 2.5" (4m³/h) | RUNXIN MANUAL HEAD F64A SOFTENER 2.5" (4m³/h)
Yes | OV11419 | 11/06/2015 | SEACOM | SEACOM, INC. | VH F75 | RUNXIN HEAD F75 Ai SEDIMENT 4" | 2 | 9500 | RUNXIN DIGITAL HEAD F75A1 SEDIMENT 4" (10m³/h) | RUNXIN DIGITAL HEAD F75A1 SEDIMENT 4" (10m³/h)
Yes | OV11419 | 11/06/2015 | SEACOM | SEACOM, INC. | PRE PG 150 SIDE | PRESSURE GAUGE 150 PSI - SIDE MOUNTED | 5 | 400 | PRESSURE GAUGE 150 PSI - SIDE MOUNTED | PRESSURE GAUGE 150 PSI - SIDE MOUNTED
Yes | OV11419 | 11/06/2015 | SEACOM | SEACOM, INC. | PRE FM5 Z-3002 | FLOWMETER PANEL 5 GPM AQUA (215mm-LONG) | 1 | 808 | FLOWMETER PANEL 5 GPM (AQUA 215mm-LONG) | FLOWMETER PANEL 5 GPM (AQUA 215mm-LONG)
Yes | OV11420 | 11/06/2015 | SEACOM | SEACOM, INC. | PVC - F.V.A | FORMOSA VINYL ADHESIVE | 3 | 153 | FORMOSA VINYL ADHESIVE 410g | FORMOSA VINYL ADHESIVE 410g
Yes | OV11421 | 11/06/2015 | EZITECH | ORCA APPLIED ENGINEERING SOLUTIONS CORP. | ACCS_PUSHGT | PUSH BOTTON SWITCH GREEN (titanium series) | 3 | 150 | LA38-11 PUSH BOTTON SWITCH GREEN (titanium series) | LA38-11 PUSH BOTTON SWITCH GREEN (titanium series)
Yes | OV11421 | 11/06/2015 | EZITECH | ORCA APPLIED ENGINEERING SOLUTIONS CORP. | ACCS_OL 9A | OVERLOAD RELAY 9A | 3 | 250 | TH-P12E 9A OVERLOAD RELAY | TH-P12E 9A OVERLOAD RELAY
Yes | OV11421 | 11/06/2015 | EZITECH | ORCA APPLIED ENGINEERING SOLUTIONS CORP. | ACCS_MCS-P11 | MAGNETIC CONTACTOR SP-11 | 3 | 350 | XSC1-011 SP-11 MAGNETIC CONTACTOR | XSC1-011 SP-11 MAGNETIC CONTACTOR
Yes | OV11421 | 11/06/2015 | EZITECH | ORCA APPLIED ENGINEERING SOLUTIONS CORP. | HOSE 10 X 6.5 B | HOSE 10 x 6.5mm. BLUE color | 10 | 60 | TPUCO HOSE 10 x 6.5 mm. BLUE color (100 meter/roll) | TPUCO HOSE 10 x 6.5 mm. BLUE color (100 meter/roll)
Yes | OV11421 | 11/06/2015 | EZITECH | ORCA APPLIED ENGINEERING SOLUTIONS CORP. | PVC AP_COUP TRD_1/2 | AP COUPLING THREADED 1/2" | 20 | 8.5 | ZYPE COUPLING THREADED 1/2" | ZYPE COUPLING THREADED 1/2"
Yes | OV11421 | 11/06/2015 | EZITECH | ORCA APPLIED ENGINEERING SOLUTIONS CORP. | HOUSING CBA-304-4 | HOUSING FOR RESIN 20SL PLASTIC | 1 | 240 | HOUSING FOR RESIN 20SL PLASTIC | HOUSING FOR RESIN 20SL PLASTIC
Yes | OV11423 | 11/06/2015 | CORGOS | RC PRIME ENT. | PVC AP_TEE PLN_1/2 | AP TEE PLAIN 1/2" | 10 | 12 | ZYPE TEE PLAIN 1/2" | ZYPE TEE PLAIN 1/2"
Yes | OV11423 | 11/06/2015 | CORGOS | RC PRIME ENT. | PVC - P1/2 | PIPE 1/2 | 5 | 140 | ZYPE PIPE 1/2" | ZYPE PIPE 1/2"
Yes | OV11423 | 11/06/2015 | CORGOS | RC PRIME ENT. | PVC AP_IN RED_1x3/4 | AP INSIDE REDUCER 1" x 3/4" | 20 | 11 | ZYPE INSIDE REDUCER 1" x 3/4" | ZYPE INSIDE REDUCER 1" x 3/4"
Yes | OV11423 | 11/06/2015 | CORGOS | RC PRIME ENT. | PVC AP_COUP THR_1/2x1/4 | AP COUPLING REDUCER THREADED 1/2" x 1/4" | 20 | 20 | ZYPE COUPLING REDUCER THREADED 1/2" x 1/4" | ZYPE COUPLING REDUCER THREADED 1/2" x 1/4"
Yes | OV11423 | 11/06/2015 | CORGOS | RC PRIME ENT. | PVC AP_IN RED_3/4x1/2 | AP INSIDE REDUCER 3/4" x 1/2" | 20 | 10 | ZYPE INSIDE REDUCER 3/4" x 1/2" | ZYPE INSIDE REDUCER 3/4" x 1/2"
Yes | OV11423 | 11/06/2015 | CORGOS | RC PRIME ENT. | PVC AP_90ELB PLN_1/2 | AP 90° ELBOW PLAIN 1/2" | 20 | 10 | ZYPE 90° ELBOW PLAIN 1/2" | ZYPE 90° ELBOW PLAIN 1/2"
Yes | OV11423 | 11/06/2015 | CORGOS | RC PRIME ENT. | PVC AP_PTN PLN_1/2 | AP PATENTE PLAIN 1/2" | 10 | 40 | ZYPE PATENTE PLAIN 1/2" | ZYPE PATENTE PLAIN 1/2"
Yes | OV11423 | 11/06/2015 | CORGOS | RC PRIME ENT. | PVC AP_90ELB PLN_3/4 | AP 90° ELBOW PLAIN 3/4" | 20 | 13 | ZYPE 90° ELBOW PLAIN 3/4" | ZYPE 90° ELBOW PLAIN 3/4"
Yes | OV11423 | 11/06/2015 | CORGOS | RC PRIME ENT. | PVC AP_MALE A_3/4 | AP MALE ADAPTOR 3/4" | 20 | 12 | ZYPE MALE ADAPTOR 3/4" | ZYPE MALE ADAPTOR 3/4"
Yes | OV11423 | 11/06/2015 | CORGOS | RC PRIME ENT. | PVC AP_PTN PLN_3/4 | AP PATENTE PLAIN 3/4" | 10 | 52 | ZYPE PATENTE PLAIN 3/4" | ZYPE PATENTE PLAIN 3/4"
Yes | OV11423 | 11/06/2015 | CORGOS | RC PRIME ENT. | PVC AP_TEE PLN_3/4 | AP TEE PLAIN 3/4" | 20 | 18 | ZYPE TEE PLAIN 3/4" | ZYPE TEE PLAIN 3/4"
Yes | OV11423 | 11/06/2015 | CORGOS | RC PRIME ENT. | JAC_CONN 6044 | JACO FIBRA 6044 (1/4x1/4) 220psi | 3 | 120 | JACO FIBRA 6044 - 1/4mm x 1/4" male branch tee (US 220psi) | JACO FIBRA 6044 - 1/4mm x 1/4" male branch tee (US 220psi)
Yes | OV11423 | 11/06/2015 | CORGOS | RC PRIME ENT. | HOSE 1/4 W | HOSE R.O TUBING 1/4 WHITE color | 5 | 40 | CCK R.O TUBING HOSE 1/4" WHITE color (300 meter/roll) | CCK R.O TUBING HOSE 1/4" WHITE color (300 meter/roll)
Yes | OV11423 | 11/06/2015 | CORGOS | RC PRIME ENT. | PRE MPC-06 | MASAKI LOW PRESSURE SWITCH MPC-06 | 1 | 1000 | MASAKI LOW PRESSURE SWITCH MPC-06 | MASAKI LOW PRESSURE SWITCH MPC-06
Yes | OV11423 | 11/06/2015 | CORGOS | RC PRIME ENT. | PVC - GV 3/4 | GATE VALVE 3/4" ss | 1 | 700 | SS304 GATE VALVE 3/4" | SS304 GATE VALVE 3/4"
Yes | OV11424 | 11/06/2015 | EXPERT LINE | EXPERT LINE VENTURE CORP. | NIP_PB3/4x1/2 | BUSHING REDUCER 3/4 x 1/2 Plastic Black | 8 | 80 | BUSHING REDUCER M-F 3/4" x 1/2" HEX PIPE PLASTIC BLACK | BUSHING REDUCER M-F 3/4" x 1/2" HEX PIPE PLASTIC BLACK
Yes | OV11425 | 11/06/2015 | PHILS | PHILIPPINE HOH INDUSTRIES INC | PVC - C -711-32OZ. | PVC 711 CEMENT 32oz. | 1 | 980 | WELD-ON PVC 711 CEMENT 32oz. | WELD-ON PVC 711 CEMENT 32oz.
Yes | OV11425 | 11/06/2015 | PHILS | PHILIPPINE HOH INDUSTRIES INC | PVC - BV 4" | BUTTERFLY VALVE 4" | 1 | 4960 | #N/A | BUTTERFLY VALVE 4"
Yes | OV11425 | 11/06/2015 | PHILS | PHILIPPINE HOH INDUSTRIES INC | PVC - BVALVE 2*1/2" | BALL VALVE 2*1/2" | 2 | 950 | ZYPE BALL VALVE 2*1/2" | ZYPE BALL VALVE 2*1/2"
Yes | OV11425 | 11/06/2015 | PHILS | PHILIPPINE HOH INDUSTRIES INC | PVC AP_TEE PLN_2*1/2 | AP TEE PLAIN 2*1/2" | 1 | 203 | ZYPE TEE PLAIN 2*1/2" | ZYPE TEE PLAIN 2*1/2"
Yes | OV11425 | 11/06/2015 | PHILS | PHILIPPINE HOH INDUSTRIES INC | PVC - ELB PL90 2*1/2" | ELBOW PLAIN 2*1/2" | 2 | 143 | #N/A | ELBOW PLAIN 2*1/2"
Yes | OV11425 | 11/06/2015 | PHILS | PHILIPPINE HOH INDUSTRIES INC | PVC - INS RED_12 | INSIDE REDUCER 3 x 2*1/2 | 1 | 111 | #N/A | INSIDE REDUCER 3 x 2*1/2
Yes | OV11425 | 11/06/2015 | PHILS | PHILIPPINE HOH INDUSTRIES INC | PVC - INS RED_7 | INSIDE REDUCER 4 x 3 | 1 | 345 | ZYPE INSIDE REDUCER 4" x 3" | ZYPE INSIDE REDUCER 4" x 3"
Yes | OV11425 | 11/06/2015 | PHILS | PHILIPPINE HOH INDUSTRIES INC | PVC-TPL4 | TEE PLAIN 4" | 1 | 389 | #N/A | TEE PLAIN 4"
Yes | OV11426 | 11/06/2015 | BLES LAUNDRY | BLES LAUNDRY AND WATER STATION | UV LAMP 6GPM (AB) | ULTRA VIOLET LAMP 6 GPM - (aqua-b) | 1 | 1500 | ULTRA VIOLET AQUA-B LAMP 6 GPM (23W) | ULTRA VIOLET AQUA-B LAMP 6 GPM (23W)
Yes | OV11428 | 11/06/2015 | LIVING WATER- MAKATI | MV BANAAG ENTERPRISE | PUMP ATS550 | AQUA TEDELA ATS-550 3/4hp (0.55kw) | 1 | 3800 | AQUA TEDELA ATS-550 3/4hp (0.55kw) | AQUA TEDELA ATS-550 3/4hp (0.55kw)
Yes | OV11428 | 11/06/2015 | LIVING WATER- MAKATI | MV BANAAG ENTERPRISE | MF BP-505-2 ABAM | ANTI-BACTERIAL ALKALINE MEDIA | 2 | 1200 | BP-505-2 ANTI-BACTERIAL ALKALINE MEDIA (taiwan) | BP-505-2 ANTI-BACTERIAL ALKALINE MEDIA (taiwan)
Yes | OV11429 | 11/06/2015 | SY T | TANTOCO EDTEE SY | FIL CCK(UDF10"-B)SL | CCK BLUE PLUMP GAC CARTRIDGE UDF10"-SL | 1 | 200 | CCK BLUE PLUMP GAC CARTRIDGE UDF10"-SL | CCK BLUE PLUMP GAC CARTRIDGE UDF10"-SL
Yes | OV11429 | 11/06/2015 | SY T | TANTOCO EDTEE SY | FIL PRIME10SL-PP5 | PURE PRIME 10SL - 5 MICRON | 1 | 50 | PURE PRIME 10SL - 5 MICRON | PURE PRIME 10SL - 5 MICRON
Yes | OV11429 | 11/06/2015 | SY T | TANTOCO EDTEE SY | FIL PRIME CBF10SL | PURE PRIME 10SL - CARBON Filter | 1 | 160 | PURE PRIME 10SL - CARBON Filter | PURE PRIME 10SL - CARBON Filter
Yes | OV11431 | 11/07/2015 | EUROPRO | EURO PRODUCTS INC. | FILAB 10-0.22 | ABSOLUTE FILTER 10SL - 0.2mic. (250mm) | 1 | 460 | ABSOLUTE FILTER 10SL - 0.2 MICRON (250mm) | ABSOLUTE FILTER 10SL - 0.2 MICRON (250mm)
Yes | OV11431 | 11/07/2015 | EUROPRO | EURO PRODUCTS INC. | FIL PRIME CBF10SL | PURE PRIME 10SL - CARBON Filter | 1 | 200 | PURE PRIME 10SL - CARBON Filter | PURE PRIME 10SL - CARBON Filter
Yes | OV11431 | 11/07/2015 | EUROPRO | EURO PRODUCTS INC. | FIL HYDRO 10PP_1 | HYDROSEP 10SL - 10 MICRON | 1 | 50 | #N/A | HYDROSEP 10SL - 10 MICRON
Yes | OV11432 | 11/07/2015 | EUROPRO | EURO PRODUCTS INC. | MF ANTRA | ANTHRACITE (James Cumming)) | 1 | 1900 | JAMES CUMMING ANTHRACITE 0.83mm | JAMES CUMMING ANTHRACITE 0.83mm
Yes | OV11432 | 11/07/2015 | EUROPRO | EURO PRODUCTS INC. | ACCS_STRU6600 | STRAINER HU 6600 Top - (30" 35x266) | 1 | 2400 | STRAINER HU 6600-B1 BOTTOM (30" 35x266) (thin lateral) | STRAINER HU 6600-B1 BOTTOM (30" 35x266) (thin lateral)
Yes | OV11432 | 11/07/2015 | EUROPRO | EURO PRODUCTS INC. | ACCS_TSTRAINER 1665 | STRAINER H 182-1 TOP (14"-36") 4" threaded | 1 | 800 | STRAINER H 182-1 - THREADED TOP npt 1*1/2" (4") | STRAINER H 182-1 - THREADED TOP npt 1*1/2" (4")
Yes | OV11433 | 11/07/2015 | GASMEN | GASMEN INDUSTRIAL SALES | FIL EP 10SL | PENTEK EP - 10 SLIM | 40 | 360 | PENTEK EP - 10 SLIM | PENTEK EP - 10 SLIM
Yes | OV11434 | 11/07/2015 | SNOW FLAKES | SNOW FLAKES WATER STATION | FIL HYDRO 10BB-PP | HYDROSEP 10BB - 5 MICRON | 1 | 350 | #N/A | HYDROSEP 10BB - 5 MICRON
Yes | OV11434 | 11/07/2015 | SNOW FLAKES | SNOW FLAKES WATER STATION | PRE PG 350 CLAMP | PRESSURE GAUGE 350 PSI - CLAMP | 1 | 450 | PRESSURE GAUGE 350 PSI - CLAMP | PRESSURE GAUGE 350 PSI - CLAMP
Yes | OV11434 | 11/07/2015 | SNOW FLAKES | SNOW FLAKES WATER STATION | PRE FM5 Z-3002 | FLOWMETER PANEL 5 GPM AQUA (215mm-LONG) | 1 | 1000 | FLOWMETER PANEL 5 GPM (AQUA 215mm-LONG) | FLOWMETER PANEL 5 GPM (AQUA 215mm-LONG)
Yes | OV11434 | 11/07/2015 | SNOW FLAKES | SNOW FLAKES WATER STATION | FCET_CONN | GOOSENECK CONNECTOR 1/2" SS ONLY | 1 | 250 | GOOSENECK CONNECTOR 1/2" SS ONLY | GOOSENECK CONNECTOR 1/2" SS ONLY
Yes | OV11434 | 11/07/2015 | SNOW FLAKES | SNOW FLAKES WATER STATION | FCET_GOOSE | GOOSENECK FAUCET ONLY | 1 | 250 | FF-800 GOOSENECK FAUCET ONLY | FF-800 GOOSENECK FAUCET ONLY
Yes | OV11434 | 11/07/2015 | SNOW FLAKES | SNOW FLAKES WATER STATION | JAC_CONN 4588 | JACO FIBRA 4588 (1/2x1/2) 220psi | 1 | 154 | JACO FIBRA 4588 - 1/2mm x 1/2" female elbow (US 220psi) | JACO FIBRA 4588 - 1/2mm x 1/2" female elbow (US 220psi)
Yes | OV11434 | 11/07/2015 | SNOW FLAKES | SNOW FLAKES WATER STATION | JAC_CONN 4088 | JACO FIBRA 4088 (1/2x1/2) 220psi | 1 | 106 | JACO FIBRA 4088 - 1/2mm x 1/2" male elbow (US 220psi) | JACO FIBRA 4088 - 1/2mm x 1/2" male elbow (US 220psi)
Yes | OV11435 | 11/07/2015 | RUBEN | BARONTECH INDUSTRIAL CORP. | FILAB 30-1.0 | ABSOLUTE FILTER 30SL - 1.0mic. (745mm) | 42 | 1260 | ABSOLUTE FILTER 30SL - 1.0 MICRON (745mm) | ABSOLUTE FILTER 30SL - 1.0 MICRON (745mm)
Yes | OV11436 | 11/07/2015 | EZITECH | ORCA APPLIED ENGINEERING SOLUTIONS CORP. | PVC - P2 | PIPE 2" | 4 | 775 | ZYPE PIPE 2" | ZYPE PIPE 2"
Yes | OV11436 | 11/07/2015 | EZITECH | ORCA APPLIED ENGINEERING SOLUTIONS CORP. | PVC AP_PTN PLN_1*1/2 | AP PATENTE PLAIN 1*1/2 | 2 | 165 | ZYPE PATENTE PLAIN 1*1/2" | ZYPE PATENTE PLAIN 1*1/2"
Yes | OV11436 | 11/07/2015 | EZITECH | ORCA APPLIED ENGINEERING SOLUTIONS CORP. | PVC AP_COUP TRD_2 | AP COUPLING THREADED 2" | 2 | 156 | ZYPE COUPLING THREADED 2" | ZYPE COUPLING THREADED 2"
Yes | OV11436 | 11/07/2015 | EZITECH | ORCA APPLIED ENGINEERING SOLUTIONS CORP. | PVC AP_DUBV_2 | AP DOUBLE UNION BALL VALVE 2" | 3 | 888 | ZYPE DOUBLE UNION BALL VALVE 2" | ZYPE DOUBLE UNION BALL VALVE 2"
Yes | OV11436 | 11/07/2015 | EZITECH | ORCA APPLIED ENGINEERING SOLUTIONS CORP. | PVC AP_PTN PLN_2 | AP PATENTE PLAIN 2" | 6 | 273 | ZYPE PATENTE PLAIN 2" | ZYPE PATENTE PLAIN 2"
Yes | OV11436 | 11/07/2015 | EZITECH | ORCA APPLIED ENGINEERING SOLUTIONS CORP. | PVC AP_TEE PLN_2 | AP TEE PLAIN 2" | 4 | 195 | ZYPE TEE PLAIN 2" | ZYPE TEE PLAIN 2"
Yes | OV11436 | 11/07/2015 | EZITECH | ORCA APPLIED ENGINEERING SOLUTIONS CORP. | PVC AP_90ELB PLN_2 | AP 90° ELBOW PLAIN 2" | 7 | 87 | ZYPE 90° ELBOW PLAIN 2" | ZYPE 90° ELBOW PLAIN 2"
Yes | OV11436 | 11/07/2015 | EZITECH | ORCA APPLIED ENGINEERING SOLUTIONS CORP. | PUMP ATPA200-1 | AQUA TEDELA ATPA200-1 swimming pool pump | 1 | 8200 | AQUA TEDELA ATPA 200-1 swimming pool pump | AQUA TEDELA ATPA 200-1 swimming pool pump
Yes | OV11436 | 11/07/2015 | EZITECH | ORCA APPLIED ENGINEERING SOLUTIONS CORP. | ACCS_STR6450 | STRAINER HD 6450 Bottom Distribution | 1 | 2900 | STRAINER HD 6450-B2 BOTTOM (24" 53x237) (thick lateral) | STRAINER HD 6450-B2 BOTTOM (24" 53x237) (thick lateral)
Yes | OV11436 | 11/07/2015 | EZITECH | ORCA APPLIED ENGINEERING SOLUTIONS CORP. | VH_MANUAL 4" | 4" SIDE MOUNTED CONNECTOR | 1 | 2200 | 4" SIDE MOUNTED CONNECTOR | 4" SIDE MOUNTED CONNECTOR
Yes | OV11436 | 11/07/2015 | EZITECH | ORCA APPLIED ENGINEERING SOLUTIONS CORP. | PVC - C -711-32OZ. | PVC 711 CEMENT 32oz. | 1 | 1000 | WELD-ON PVC 711 CEMENT 32oz. | WELD-ON PVC 711 CEMENT 32oz.
Yes | OV11436 | 11/07/2015 | EZITECH | ORCA APPLIED ENGINEERING SOLUTIONS CORP. | PVC AP_90ELB PLN_1*1/2 | AP 90° ELBOW PLAIN 1*1/2" | 4 | 45 | ZYPE 90° ELBOW PLAIN 1*1/2" | ZYPE 90° ELBOW PLAIN 1*1/2"
Yes | OV11436 | 11/07/2015 | EZITECH | ORCA APPLIED ENGINEERING SOLUTIONS CORP. | PVC - P 1x1/2 | PIPE 1*1/2 | 3 | 483 | ZYPE PIPE 1*1/2" | ZYPE PIPE 1*1/2"
Yes | OV11437 | 11/07/2015 | RUBEN | BARONTECH INDUSTRIAL CORP. | FILAB 30-0.45 | ABSOLUTE FILTER 30SL - 0.45mic. (745mm | 21 | 1320 | ABSOLUTE FILTER 30SL - 0.45 MICRON (745mm | ABSOLUTE FILTER 30SL - 0.45 MICRON (745mm
Yes | OV11437 | 11/07/2015 | RUBEN | BARONTECH INDUSTRIAL CORP. | PVC - C -711-32OZ. | PVC 711 CEMENT 32oz. | 1 | 918 | WELD-ON PVC 711 CEMENT 32oz. | WELD-ON PVC 711 CEMENT 32oz.
Yes | OV11437 | 11/07/2015 | RUBEN | BARONTECH INDUSTRIAL CORP. | PVC AP_PTN PLN_1/2 | AP PATENTE PLAIN 1/2" | 2 | 34 | ZYPE PATENTE PLAIN 1/2" | ZYPE PATENTE PLAIN 1/2"
Yes | OV11437 | 11/07/2015 | RUBEN | BARONTECH INDUSTRIAL CORP. | PVC AP_PTN PLN_1 | AP PATENTE PLAIN 1" | 2 | 70 | ZYPE PATENTE PLAIN 1" | ZYPE PATENTE PLAIN 1"
Yes | OV11437 | 11/07/2015 | RUBEN | BARONTECH INDUSTRIAL CORP. | PVC AP_PTN PLN_2 | AP PATENTE PLAIN 2" | 4 | 273 | ZYPE PATENTE PLAIN 2" | ZYPE PATENTE PLAIN 2"
Yes | OV11437 | 11/07/2015 | RUBEN | BARONTECH INDUSTRIAL CORP. | PVC - P1/2 | PIPE 1/2 | 1 | 119 | ZYPE PIPE 1/2" | ZYPE PIPE 1/2"
Yes | OV11437 | 11/07/2015 | RUBEN | BARONTECH INDUSTRIAL CORP. | PVC - P2 | PIPE 2" | 1 | 775 | ZYPE PIPE 2" | ZYPE PIPE 2"
Yes | OV11437 | 11/07/2015 | RUBEN | BARONTECH INDUSTRIAL CORP. | PVC AP_COUP TRD_1/2 | AP COUPLING THREADED 1/2" | 2 | 8 | ZYPE COUPLING THREADED 1/2" | ZYPE COUPLING THREADED 1/2"
Yes | OV11437 | 11/07/2015 | RUBEN | BARONTECH INDUSTRIAL CORP. | PVC AP_COUP TRD_1 | AP COUPLING THREADED 1" | 2 | 18 | ZYPE COUPLING THREADED 1" | ZYPE COUPLING THREADED 1"
Yes | OV11437 | 11/07/2015 | RUBEN | BARONTECH INDUSTRIAL CORP. | PVC - COUP_TRD 2" | COUPLING THREADED 2" | 5 | 156 | #N/A | COUPLING THREADED 2"
Yes | OV11437 | 11/07/2015 | RUBEN | BARONTECH INDUSTRIAL CORP. | PVC AP_90ELB PLN_2 | AP 90° ELBOW PLAIN 2" | 3 | 87 | ZYPE 90° ELBOW PLAIN 2" | ZYPE 90° ELBOW PLAIN 2"
Yes | OV11437 | 11/07/2015 | RUBEN | BARONTECH INDUSTRIAL CORP. | UV BALLAST REP6 | ULTRA VIOLET BALLAST 6-12 GPM (automatic control) | 8 | 1700 | ULTRA VIOLET WONDER BALLAST 6-12 GPM | ULTRA VIOLET WONDER BALLAST 6-12 GPM
Yes | OV11438 | 11/07/2015 | AQUA BANK | CL8 TRADING & WATER FILTRATION SERVICES | PVC - INS RED_8 | INSIDE REDUCER 3 x 2 | 4 | 240 | ZYPE INSIDE REDUCER 3" x 2" | ZYPE INSIDE REDUCER 3" x 2"
Yes | OV11438 | 11/07/2015 | AQUA BANK | CL8 TRADING & WATER FILTRATION SERVICES | PVC - P2 | PIPE 2" | 1 | 912 | ZYPE PIPE 2" | ZYPE PIPE 2"
Yes | OV11438 | 11/07/2015 | AQUA BANK | CL8 TRADING & WATER FILTRATION SERVICES | PVC - C -711-32OZ. | PVC 711 CEMENT 32oz. | 1 | 1000 | WELD-ON PVC 711 CEMENT 32oz. | WELD-ON PVC 711 CEMENT 32oz.
Yes | OV11439 | 11/07/2015 | AQUALITY | JL DIAL MED TRADING CO. | JACO(Z-1088) | JACO Z-1088 1/2"x1/2" male straight conn. (taiwan) | 4 | 100 | JACO Z-1088 - 1/2mm x 1/2" male straight connector (taiwan) | JACO Z-1088 - 1/2mm x 1/2" male straight connector (taiwan)
Yes | OV11439 | 11/07/2015 | AQUALITY | JL DIAL MED TRADING CO. | HOSE 8X12 B | HOSE 8 x 12 mm. BLUE color | 2 | 85 | TPUCO HOSE 8 x 12 mm. BLUE color (100 meter/roll) | TPUCO HOSE 8 x 12 mm. BLUE color (100 meter/roll)
Yes | OV11439 | 11/07/2015 | AQUALITY | JL DIAL MED TRADING CO. | PVC- TEFLON | TEFLON TAPE | 5 | 15 | TITANIUM TEFLON TAPE 3/4" | TITANIUM TEFLON TAPE 3/4"
Yes | OV11439 | 11/07/2015 | AQUALITY | JL DIAL MED TRADING CO. | PVC AP_COUP THR_3/4X1/2 | AP COUPLING REDUCER THREADED 3/4" x 1/2" | 4 | 25 | ZYPE COUPLING REDUCER THREADED 3/4" x 1/2" | ZYPE COUPLING REDUCER THREADED 3/4" x 1/2"
Yes | OV11439 | 11/07/2015 | AQUALITY | JL DIAL MED TRADING CO. | PVC AP_MALE A_3/4 | AP MALE ADAPTOR 3/4" | 4 | 16 | ZYPE MALE ADAPTOR 3/4" | ZYPE MALE ADAPTOR 3/4"
Yes | OV11440 | 11/07/2015 | HEMOTEK | HEMOTEK RENAL CENTER, INC. | ACCS_TDS LTHR | TDS METER w/ LEATHER CASE | 1 | 1200 | HM-3 TDS METER w/ LEATHER CASE | HM-3 TDS METER w/ LEATHER CASE
Yes | OV11441G | 11/07/2015 | ESTILLORE F. | CRISTINA ESTILLORE | GAL_NST CUP | NON-SPILL TYPE for ROUND CONT (half-cap) | 30 | 3.5 | HALF-CAP NON-SPILL TYPE for ROUND CONT | HALF-CAP NON-SPILL TYPE for ROUND CONT
Yes | OV11441G | 11/07/2015 | ESTILLORE F. | CRISTINA ESTILLORE | GAL_SML DVR | DIVIDER (INNER CUP) FOR SLIM CONTAINER | 30 | 6 | DIVIDER (INNER CUP) FOR SLIM CONTAINER | DIVIDER (INNER CUP) FOR SLIM CONTAINER
Yes | OV11441G | 11/07/2015 | ESTILLORE F. | CRISTINA ESTILLORE | GAL_SML CUP | SMALL CUP FOR SLIM CONTAINER | 30 | 3 | SMALL CUP FOR SLIM CONTAINER | SMALL CUP FOR SLIM CONTAINER
Yes | OV11441G | 11/07/2015 | ESTILLORE F. | CRISTINA ESTILLORE | GAL_BIG CUP | BIG CUP FOR SLIM 5 CONTAINER | 30 | 8 | BIG CUP FOR SLIM 5 CONTAINER | BIG CUP FOR SLIM 5 CONTAINER
Yes | OV11441G | 11/07/2015 | ESTILLORE F. | CRISTINA ESTILLORE | GAL_SLIM | SLIM CONTAINER 5 GALLON | 15 | 125 | SLIM CONTAINER 5 GALLON | SLIM CONTAINER 5 GALLON
Yes | OV11441G | 11/07/2015 | ESTILLORE F. | CRISTINA ESTILLORE | GAL_SML FCT | FAUCET FOR SLIM CONTAINER GREEN color | 20 | 25 | FAUCET FOR SLIM CONTAINER GREEN color | FAUCET FOR SLIM CONTAINER GREEN color
Yes | OV11442 | 11/07/2015 | ESTILLORE F. | CRISTINA ESTILLORE | FIL PRIME10SL-PP5 | PURE PRIME 10SL - 5 MICRON | 1 | 45 | PURE PRIME 10SL - 5 MICRON | PURE PRIME 10SL - 5 MICRON
Yes | OV11443 | 11/07/2015 | HYDRO | HYDROPURE TECH PHILS CORP. | PRE FM70 Z-5050 | FLOWMETER TUBE 70 GPM (Z-5050) -2" male ptnte thrd | 2 | 2550 | FLOWMETER TUBE 70 GPM (AQUA Z-5050) - 2" male thread | FLOWMETER TUBE 70 GPM (AQUA Z-5050) - 2" male thread
Yes | OV11444 | 11/09/2015 | AMBROSE | AMBROSE INDUSTRIES | FIL EMP 2in1 10SL | EMPRESS 10SL 2 in 1 FILTER | 1 | 200 | EMPRESS 10SL 2 in 1 FILTER | EMPRESS 10SL 2 in 1 FILTER
Yes | OV11445 | 11/09/2015 | RUBEN | BARONTECH INDUSTRIAL CORP. | FIL PRIME30SL-PP1 | PURE PRIME 30SL - 1 MICRON | 300 | 150 | PURE PRIME 30SL - 1 MICRON | PURE PRIME 30SL - 1 MICRON
Yes | OV11445 | 11/09/2015 | RUBEN | BARONTECH INDUSTRIAL CORP. | PVC - P1 | PIPE 1" | 1 | 292 | ZYPE PIPE 1" | ZYPE PIPE 1"
Yes | OV11446 | 11/09/2015 | WEST POINT | FLOWMETRICS INDUSTRIAL SALES, INC. | ACCS_SPNR SL T | SPANNER WRENCH SLIM 20" TAIWAN | 1 | 150 | (zero price) SPANNER WRENCH SLIM 20" TAIWAN (BLACK) | (zero price) SPANNER WRENCH SLIM 20" TAIWAN (BLACK)
Yes | OV11446 | 11/09/2015 | WEST POINT | FLOWMETRICS INDUSTRIAL SALES, INC. | ACCS_SCREW1 | SCREW for SL HOUSING | 12 | 0 | SCREW FOR SL HOUSING | SCREW FOR SL HOUSING
Yes | OV11446 | 11/09/2015 | WEST POINT | FLOWMETRICS INDUSTRIAL SALES, INC. | ACCS_SPNR SL T | SPANNER WRENCH SLIM 20" TAIWAN | 1 | 0 | (zero price) SPANNER WRENCH SLIM 20" TAIWAN (BLACK) | (zero price) SPANNER WRENCH SLIM 20" TAIWAN (BLACK)
Yes | OV11446 | 11/09/2015 | WEST POINT | FLOWMETRICS INDUSTRIAL SALES, INC. | ACCS_BRAC ST | BRACKET STEEL TAIWAN (new) | 3 | 0 | BRACKET STEEL TAIWAN (NEW) | BRACKET STEEL TAIWAN (NEW)
Yes | OV11446 | 11/09/2015 | WEST POINT | FLOWMETRICS INDUSTRIAL SALES, INC. | HOUSING SCH_10S | SLIM CLEAR HOUSING 10" npt 3/4" Taiwan | 3 | 680 | (bdle) SLIM CLEAR HOUSING 10" npt 3/4" TAIWAN w/ ACCS. | (bdle) SLIM CLEAR HOUSING 10" npt 3/4" TAIWAN w/ ACCS.
Yes | OV11447 | 11/09/2015 | AQUASOFT-CALOOCAN | AQUASOFT- CALOOCAN | MEM_ULP11-4040 | VONTRON MEMBRANE ULP11 - 40 x 40 | 1 | 7500 | VONTRON MEMBRANE ULP11 40 x 40 | VONTRON MEMBRANE ULP11 40 x 40
Yes | OV11448 | 11/09/2015 | AQUALITY | JL DIAL MED TRADING CO. | PRE PG 350 CLAMP | PRESSURE GAUGE 350 PSI - CLAMP | 1 | 450 | PRESSURE GAUGE 350 PSI - CLAMP | PRESSURE GAUGE 350 PSI - CLAMP
Yes | OV11448 | 11/09/2015 | AQUALITY | JL DIAL MED TRADING CO. | PVC - F.V.A | FORMOSA VINYL ADHESIVE | 2 | 450 | FORMOSA VINYL ADHESIVE 410g | FORMOSA VINYL ADHESIVE 410g
Yes | OV11448 | 11/09/2015 | AQUALITY | JL DIAL MED TRADING CO. | PVC- TEFLON | TEFLON TAPE | 30 | 15 | TITANIUM TEFLON TAPE 3/4" | TITANIUM TEFLON TAPE 3/4"
Yes | OV11448 | 11/09/2015 | AQUALITY | JL DIAL MED TRADING CO. | PVC AP_90ELB PLN_1 | AP 90° ELBOW PLAIN 1" | 20 | 23 | ZYPE 90° ELBOW PLAIN 1" | ZYPE 90° ELBOW PLAIN 1"
Yes | OV11448 | 11/09/2015 | AQUALITY | JL DIAL MED TRADING CO. | PVC AP_COUP THR_3/4X1/2 | AP COUPLING REDUCER THREADED 3/4" x 1/2" | 15 | 25 | ZYPE COUPLING REDUCER THREADED 3/4" x 1/2" | ZYPE COUPLING REDUCER THREADED 3/4" x 1/2"
Yes | OV11448 | 11/09/2015 | AQUALITY | JL DIAL MED TRADING CO. | PRE CV 1" | CHECK VALVE 1" SS304 | 2 | 670 | SS304 CHECK VALVE 1" | SS304 CHECK VALVE 1"
Yes | OV11448 | 11/09/2015 | AQUALITY | JL DIAL MED TRADING CO. | PVC AP_IN RED_1x3/4 | AP INSIDE REDUCER 1" x 3/4" | 10 | 11 | ZYPE INSIDE REDUCER 1" x 3/4" | ZYPE INSIDE REDUCER 1" x 3/4"
Yes | OV11448 | 11/09/2015 | AQUALITY | JL DIAL MED TRADING CO. | PVC AP_IN RED_3/4x1/2 | AP INSIDE REDUCER 3/4" x 1/2" | 30 | 8.5 | ZYPE INSIDE REDUCER 3/4" x 1/2" | ZYPE INSIDE REDUCER 3/4" x 1/2"
Yes | OV11448 | 11/09/2015 | AQUALITY | JL DIAL MED TRADING CO. | PVC - P1/2 | PIPE 1/2 | 5 | 140 | ZYPE PIPE 1/2" | ZYPE PIPE 1/2"
Yes | OV11448 | 11/09/2015 | AQUALITY | JL DIAL MED TRADING CO. | PVC AP_PTN PLN_1 | AP PATENTE PLAIN 1" | 10 | 98 | ZYPE PATENTE PLAIN 1" | ZYPE PATENTE PLAIN 1"
Yes | OV11448 | 11/09/2015 | AQUALITY | JL DIAL MED TRADING CO. | PVC AP_PTN PLN_1/2 | AP PATENTE PLAIN 1/2" | 30 | 50 | ZYPE PATENTE PLAIN 1/2" | ZYPE PATENTE PLAIN 1/2"
Yes | OV11449 | 11/09/2015 | AQUALITY | JL DIAL MED TRADING CO. | PVC AP_PTN TRD_1/2 | AP PATENTE THREADED 1/2" | 3 | 53 | ZYPE PATENTE THREADED 1/2" | ZYPE PATENTE THREADED 1/2"
Yes | OV11449 | 11/09/2015 | AQUALITY | JL DIAL MED TRADING CO. | PVC AP_90ELB PLN_1/2 | AP 90° ELBOW PLAIN 1/2" | 50 | 10 | ZYPE 90° ELBOW PLAIN 1/2" | ZYPE 90° ELBOW PLAIN 1/2"
Yes | OV11449 | 11/09/2015 | AQUALITY | JL DIAL MED TRADING CO. | PVC AP_TEE PLN_1/2 | AP TEE PLAIN 1/2" | 20 | 14 | ZYPE TEE PLAIN 1/2" | ZYPE TEE PLAIN 1/2"
Yes | OV11449 | 11/09/2015 | AQUALITY | JL DIAL MED TRADING CO. | PVC AP_PTN PLN_3/4 | AP PATENTE PLAIN 3/4" | 4 | 62 | ZYPE PATENTE PLAIN 3/4" | ZYPE PATENTE PLAIN 3/4"
Yes | OV11449 | 11/09/2015 | AQUALITY | JL DIAL MED TRADING CO. | PVC AP_PTN TRD_3/4 | AP PATENTE THREADED 3/4" | 4 | 65 | ZYPE PATENTE THREADED 3/4" | ZYPE PATENTE THREADED 3/4"
Yes | OV11449 | 11/09/2015 | AQUALITY | JL DIAL MED TRADING CO. | PVC AP_MALE A_1 | AP MALE ADAPTOR 1" | 20 | 22 | ZYPE MALE ADAPTOR 1" | ZYPE MALE ADAPTOR 1"
Yes | OV11449 | 11/09/2015 | AQUALITY | JL DIAL MED TRADING CO. | PVC - ECAP 1/2 | ENDCAP 1/2" | 10 | 6 | ZYPE END CAP 1/2" | ZYPE END CAP 1/2"
Yes | OV11449 | 11/09/2015 | AQUALITY | JL DIAL MED TRADING CO. | PVC - BVALVE 3/4 | BALL VALVE 3/4 | 1 | 74 | #N/A | BALL VALVE 3/4
Yes | OV11449 | 11/09/2015 | AQUALITY | JL DIAL MED TRADING CO. | PRE VALVE 1" SAN | SOLENOID VALVE 1" BRASS SANLIXIN | 2 | 2800 | SOLENOID VALVE 1" BRASS SANLIXIN | SOLENOID VALVE 1" BRASS SANLIXIN
Yes | OV11449 | 11/09/2015 | AQUALITY | JL DIAL MED TRADING CO. | PVC AP_MALE A_3/4 | AP MALE ADAPTOR 3/4" | 30 | 16 | ZYPE MALE ADAPTOR 3/4" | ZYPE MALE ADAPTOR 3/4"
Yes | OV11449 | 11/09/2015 | AQUALITY | JL DIAL MED TRADING CO. | PVC - INS RED_3 | INSIDE REDUCER 1*1/4 x 1 | 10 | 21 | #N/A | INSIDE REDUCER 1*1/4 x 1
Yes | OV11450 | 11/09/2015 | PHILS | PHILIPPINE HOH INDUSTRIES INC | PRE PG 100 AIR | PRESSURE GAUGE 100 PSI - AIR | 2 | 180 | PRESSURE GAUGE 100 PSI - AIR | PRESSURE GAUGE 100 PSI - AIR
Yes | OV11450 | 11/09/2015 | PHILS | PHILIPPINE HOH INDUSTRIES INC | SP_CONN E12 | PUSH FITTING SPE 12 - 04 (12mm.x1/2) tee plain | 2 | 80 | PUSH FITTING SPE 12 - 04 (12mm.x1/2) tee plain | PUSH FITTING SPE 12 - 04 (12mm.x1/2) tee plain
Yes | OV11450 | 11/09/2015 | PHILS | PHILIPPINE HOH INDUSTRIES INC | HOSE J1/2 B | JOHN GUEST HOSE 1/2" BLUE color | 6 | 90 | JOHN GUEST HOSE 1/2" BLUE color (75 meter/roll) | JOHN GUEST HOSE 1/2" BLUE color (75 meter/roll)
Yes | OV11450 | 11/09/2015 | PHILS | PHILIPPINE HOH INDUSTRIES INC | PVC - P 1x1/2 | PIPE 1*1/2 | 1 | 483 | ZYPE PIPE 1*1/2" | ZYPE PIPE 1*1/2"
Yes | OV11450 | 11/09/2015 | PHILS | PHILIPPINE HOH INDUSTRIES INC | PRE MPC2 | MAZAKI brand MPC-2 | 2 | 350 | MAZAKI PRESSURE SWITCH MPC-2 | MAZAKI PRESSURE SWITCH MPC-2
Yes | OV11450 | 11/09/2015 | PHILS | PHILIPPINE HOH INDUSTRIES INC | PVC - C-711-0.5L | PVC 711 CEMENT | 1 | 490 | WELD-ON PVC 711 CEMENT 16oz. | WELD-ON PVC 711 CEMENT 16oz.
Yes | OV11450 | 11/09/2015 | PHILS | PHILIPPINE HOH INDUSTRIES INC | PVC AP_COUP PLN_2 | AP COUPLING PLAIN 2" | 2 | 54 | ZYPE COUPLING PLAIN 2" | ZYPE COUPLING PLAIN 2"
Yes | OV11450 | 11/09/2015 | PHILS | PHILIPPINE HOH INDUSTRIES INC | PVC - INS RED_5 | INSIDE REDUCER 2 x 1*1/2 | 5 | 31 | #N/A | INSIDE REDUCER 2 x 1*1/2
Yes | OV11450 | 11/09/2015 | PHILS | PHILIPPINE HOH INDUSTRIES INC | PVC - INS RED_13 | INSIDE REDUCER 2*1/2 x 2 | 6 | 40 | #N/A | INSIDE REDUCER 2*1/2 x 2
Yes | OV11450 | 11/09/2015 | PHILS | PHILIPPINE HOH INDUSTRIES INC | PVC AP_DUBV_1*1/2 | AP DOUBLE UNION BALL VALVE 1*1/2" | 1 | 683 | ZYPE DOUBLE UNION BALL VALVE 1*1/2" | ZYPE DOUBLE UNION BALL VALVE 1*1/2"
Yes | OV11450 | 11/09/2015 | PHILS | PHILIPPINE HOH INDUSTRIES INC | PVC AP_90ELB PLN_1*1/2 | AP 90° ELBOW PLAIN 1*1/2" | 5 | 45 | ZYPE 90° ELBOW PLAIN 1*1/2" | ZYPE 90° ELBOW PLAIN 1*1/2"
Yes | OV11450 | 11/09/2015 | PHILS | PHILIPPINE HOH INDUSTRIES INC | PVC AP_TEE PLN_1*1/2 | AP TEE PLAIN 1*1/2" | 5 | 203 | ZYPE TEE PLAIN 1*1/2" | ZYPE TEE PLAIN 1*1/2"
Yes | OV11450 | 11/09/2015 | PHILS | PHILIPPINE HOH INDUSTRIES INC | PVC AP_90ELB PLN_2*1/2 | AP 90° ELBOW PLAIN 2*1/2" | 5 | 143 | ZYPE 90° ELBOW PLAIN 2*1/2" | ZYPE 90° ELBOW PLAIN 2*1/2"
Yes | OV11450 | 11/09/2015 | PHILS | PHILIPPINE HOH INDUSTRIES INC | PVC AP_COUP PLN_2*1/2" | AP COUPLING PLAIN 2*1/2" | 10 | 92 | ZYPE COUPLING PLAIN 2*1/2" | ZYPE COUPLING PLAIN 2*1/2"
Yes | OV11451 | 11/09/2015 | PHILS | PHILIPPINE HOH INDUSTRIES INC | PRE MPC2 | MAZAKI brand MPC-2 (SR#901619) | 1 | 350 | #N/A | MAZAKI brand MPC-2 (SR#901619)
Yes | OV11453 | 11/09/2015 | B BRAUN | B. BRAUN AVITUM PHILIPPINES INC. | TANK_11 | STORAGE TANK 11 GALLON | 1 | 3800 | STORAGE TANK 11 GALLON | STORAGE TANK 11 GALLON
Yes | OV11454 | 11/09/2015 | KELLITECH | KELLITECH IMPORT & EXPORT CORPORATION | ACCS_H9903 | FRP ADAPTER H9903 (4" x 2.5") | 2 | 350 | #N/A | FRP ADAPTER H9903 (4" x 2.5")
Yes | OV11455 | 11/09/2015 | EZITECH | ORCA APPLIED ENGINEERING SOLUTIONS CORP. | ACCS_TY704 | TY 704- SILICON PASTE | 3 | 100 | TY 704 SILICONE PASTE | TY 704 SILICONE PASTE
Yes | OV11455 | 11/09/2015 | EZITECH | ORCA APPLIED ENGINEERING SOLUTIONS CORP. | PVC - INS RED_9 | INSIDE REDUCER 2 x 1 | 5 | 69 | ZYPE INSIDE REDUCER 2" x 1" | ZYPE INSIDE REDUCER 2" x 1"
Yes | OV11455 | 11/09/2015 | EZITECH | ORCA APPLIED ENGINEERING SOLUTIONS CORP. | PVC - INS RED_5 | INSIDE REDUCER 2 x 1*1/2 | 1 | 36 | #N/A | INSIDE REDUCER 2 x 1*1/2
Yes | OV11455 | 11/09/2015 | EZITECH | ORCA APPLIED ENGINEERING SOLUTIONS CORP. | PVC AP_COUP TRD_2 | AP COUPLING THREADED 2" | 2 | 156 | ZYPE COUPLING THREADED 2" | ZYPE COUPLING THREADED 2"
Yes | OV11455 | 11/09/2015 | EZITECH | ORCA APPLIED ENGINEERING SOLUTIONS CORP. | PVC - ECAP TRD 1 | END CAP THREADED 1" | 1 | 20 | ZYPE END CAP THREADED 1" | ZYPE END CAP THREADED 1"
Yes | OV11455 | 11/09/2015 | EZITECH | ORCA APPLIED ENGINEERING SOLUTIONS CORP. | PVC - ECAP TRD 3/4 | END CAP THREADED 3/4" | 4 | 11 | ZYPE END CAP THREADED 3/4" | ZYPE END CAP THREADED 3/4"
Yes | OV11455 | 11/09/2015 | EZITECH | ORCA APPLIED ENGINEERING SOLUTIONS CORP. | PVC AP_COUP TRD_1 | AP COUPLING THREADED 1" | 1 | 18 | ZYPE COUPLING THREADED 1" | ZYPE COUPLING THREADED 1"
Yes | OV11456 | 11/09/2015 | PHILS | PHILIPPINE HOH INDUSTRIES INC | SP_FSPC1/4" | FITTING STAINLESS SPC 1/4" (4x7.5) m. str. Thread | 4 | 60 | FITTING STAINLESS SPC 1/4" (4x7.5) male straight | FITTING STAINLESS SPC 1/4" (4x7.5) male straight
Yes | OV11456 | 11/09/2015 | PHILS | PHILIPPINE HOH INDUSTRIES INC | PVC - INS RED_5 | INSIDE REDUCER 2 x 1*1/2 | 4 | 31 | #N/A | INSIDE REDUCER 2 x 1*1/2
Yes | OV11456 | 11/09/2015 | PHILS | PHILIPPINE HOH INDUSTRIES INC | PVC - INS RED_13 | INSIDE REDUCER 2*1/2 x 2 | 4 | 40 | #N/A | INSIDE REDUCER 2*1/2 x 2
Yes | OV11456 | 11/09/2015 | PHILS | PHILIPPINE HOH INDUSTRIES INC | PVC - COUP_PL 2*1/2" | COUPLING PLAIN 2*1/2" | 5 | 92 | #N/A | COUPLING PLAIN 2*1/2"
Yes | OV11456 | 11/09/2015 | PHILS | PHILIPPINE HOH INDUSTRIES INC | PVC AP_DUBV_1*1/2 | AP DOUBLE UNION BALL VALVE 1*1/2" | 1 | 683 | ZYPE DOUBLE UNION BALL VALVE 1*1/2" | ZYPE DOUBLE UNION BALL VALVE 1*1/2"
Yes | OV11456 | 11/09/2015 | PHILS | PHILIPPINE HOH INDUSTRIES INC | PVC AP_90ELB PLN_1*1/2 | AP 90° ELBOW PLAIN 1*1/2" | 3 | 45 | ZYPE 90° ELBOW PLAIN 1*1/2" | ZYPE 90° ELBOW PLAIN 1*1/2"
Yes | OV11456 | 11/09/2015 | PHILS | PHILIPPINE HOH INDUSTRIES INC | PVC AP_TEE PLN_2*1/2 | AP TEE PLAIN 2*1/2" | 2 | 203 | ZYPE TEE PLAIN 2*1/2" | ZYPE TEE PLAIN 2*1/2"
Yes | OV11456 | 11/09/2015 | PHILS | PHILIPPINE HOH INDUSTRIES INC | PVC - C-711-0.5L | PVC 711 CEMENT | 1 | 490 | WELD-ON PVC 711 CEMENT 16oz. | WELD-ON PVC 711 CEMENT 16oz.
Yes | OV11457 | 11/11/2015 | CLEANPAK | CLEANPAK INC. | ACCS_BRAC ST | BRACKET STEEL TAIWAN (new) | 2 | 0 | BRACKET STEEL TAIWAN (NEW) | BRACKET STEEL TAIWAN (NEW)
Yes | OV11457 | 11/11/2015 | CLEANPAK | CLEANPAK INC. | ACCS_SCREW1 | SCREW for SL HOUSING | 8 | 0 | SCREW FOR SL HOUSING | SCREW FOR SL HOUSING
Yes | OV11457 | 11/11/2015 | CLEANPAK | CLEANPAK INC. | HOUSING SCH_20S | SLIM CLEAR HOUSING 20" npt 3/4" Taiwan | 2 | 1200 | (bdle) SLIM CLEAR HOUSING 20" npt 3/4" TAIWAN w/ ACCS. | (bdle) SLIM CLEAR HOUSING 20" npt 3/4" TAIWAN w/ ACCS.
Yes | OV11458 | 11/11/2015 | GOODHOUSE | GOODHOUSE INDUSTRIES INC. | ROM HRLE 80x40 | FILMTEC BW30-400 80 x 40 L.E | 12 | 26000 | #N/A | FILMTEC BW30-400 80 x 40 L.E
Yes | OV11459 | 11/10/2015 | TECHNOLUX | TECHNOLUX EQUIPMENT & SUPPLY CORP. | PVC AP_MALE A_3/4 | AP MALE ADAPTOR 3/4" | 10 | 0 | ZYPE MALE ADAPTOR 3/4" | ZYPE MALE ADAPTOR 3/4"
Yes | OV11459 | 11/10/2015 | TECHNOLUX | TECHNOLUX EQUIPMENT & SUPPLY CORP. | PVC-ELB-TRD 1" | ELBOW THREADED 1" | 10 | 0 | ZYPE 90° ELBOW THREADED 1" | ZYPE 90° ELBOW THREADED 1"
Yes | OV11459 | 11/10/2015 | TECHNOLUX | TECHNOLUX EQUIPMENT & SUPPLY CORP. | TANK_11 | STORAGE TANK 11 GALLON | 10 | 4320 | STORAGE TANK 11 GALLON | STORAGE TANK 11 GALLON
Yes | OV11460 | 11/10/2015 | FLUID TECH | FLUID TECHNOLOGY & ENVI. | PVC - BVALVE 2" | BALL VALVE 2" | 2 | 262 | ZYPE BALL VALVE 2" | ZYPE BALL VALVE 2"
Yes | OV11460 | 11/10/2015 | FLUID TECH | FLUID TECHNOLOGY & ENVI. | PVC AP_COUP PLN_2 | AP COUPLING PLAIN 2" | 16 | 54 | ZYPE COUPLING PLAIN 2" | ZYPE COUPLING PLAIN 2"
Yes | OV11460 | 11/10/2015 | FLUID TECH | FLUID TECHNOLOGY & ENVI. | PVC AP_PTN PLN_2 | AP PATENTE PLAIN 2" | 3 | 273 | ZYPE PATENTE PLAIN 2" | ZYPE PATENTE PLAIN 2"
Yes | OV11460 | 11/10/2015 | FLUID TECH | FLUID TECHNOLOGY & ENVI. | PVC AP_90ELB PLN_2 | AP 90° ELBOW PLAIN 2" | 34 | 87 | ZYPE 90° ELBOW PLAIN 2" | ZYPE 90° ELBOW PLAIN 2"
Yes | OV11460 | 11/10/2015 | FLUID TECH | FLUID TECHNOLOGY & ENVI. | PVC-TPL2 | TEE PLAIN 2" | 22 | 146 | #N/A | TEE PLAIN 2"
Yes | OV11460 | 11/10/2015 | FLUID TECH | FLUID TECHNOLOGY & ENVI. | PVC - C-711-0.5L | PVC 711 CEMENT | 2 | 500 | WELD-ON PVC 711 CEMENT 16oz. | WELD-ON PVC 711 CEMENT 16oz.
Yes | OV11460 | 11/10/2015 | FLUID TECH | FLUID TECHNOLOGY & ENVI. | PVC - BVALVE 1/2 | BALL VALVE 1/2 | 4 | 48 | #N/A | BALL VALVE 1/2
Yes | OV11460 | 11/10/2015 | FLUID TECH | FLUID TECHNOLOGY & ENVI. | PVC AP_COUP PLN_1/2 | AP COUPLING PLAIN 1/2" | 20 | 5 | ZYPE COUPLING PLAIN 1/2" | ZYPE COUPLING PLAIN 1/2"
Yes | OV11460 | 11/10/2015 | FLUID TECH | FLUID TECHNOLOGY & ENVI. | PVC AP_90ELB PLN_1/2 | AP 90° ELBOW PLAIN 1/2" | 20 | 8 | ZYPE 90° ELBOW PLAIN 1/2" | ZYPE 90° ELBOW PLAIN 1/2"
Yes | OV11460 | 11/10/2015 | FLUID TECH | FLUID TECHNOLOGY & ENVI. | PVC - P1/2 | PIPE 1/2 | 10 | 119 | ZYPE PIPE 1/2" | ZYPE PIPE 1/2"
Yes | OV11460 | 11/10/2015 | FLUID TECH | FLUID TECHNOLOGY & ENVI. | PVC - P2 | PIPE 2" | 15 | 775 | ZYPE PIPE 2" | ZYPE PIPE 2"
Yes | OV11461 | 11/11/2015 | MATTEN | MATTEN TECHNOLOGIES INC. | RF TL4-30"X7 (2"F) | RAPID FILTER TL4-30"X7 npt 2" FLANGE | 1 | 20000 | HYDRAP RAPID FILTER TL4-30"x 7 npt 2" FLANGE (bolt) | HYDRAP RAPID FILTER TL4-30"x 7 npt 2" FLANGE (bolt)
Yes | OV11462 | 11/09/2015 | JOVASH | JOVASH INTERNATIONAL, INC. | FIL HYDRO 20 PP_1 | HYDROSEP 20SL - 1 MICRON | 25 | 130 | #N/A | HYDROSEP 20SL - 1 MICRON
Yes | OV11463 | 11/09/2015 | FILTERTECH | FILTERTECH | VH F64 | MANUAL HEAD F64D SOFTENER 4" | 1 | 4800 | RUNXIN MANUAL HEAD F64D SOFTENER 4" (10m³/h) | RUNXIN MANUAL HEAD F64D SOFTENER 4" (10m³/h)
Yes | OV11464 | 11/10/2015 | DRAJDAN | DRAJDAN ELECTRO-MECHANICAL TRADING & SERVICES | VH_MANUAL 4" | 4" SIDE MOUNTED CONNECTOR | 1 | 2300 | 4" SIDE MOUNTED CONNECTOR | 4" SIDE MOUNTED CONNECTOR
Yes | OV11465 | 11/10/2015 | RUBEN | BARONTECH INDUSTRIAL CORP. | UV LAMP 12GPM (AB) | ULTRA VIOLET LAMP 12 GPM - (aqua-b) | 8 | 2000 | ULTRA VIOLET AQUA-B LAMP 12 GPM (43W) | ULTRA VIOLET AQUA-B LAMP 12 GPM (43W)
Yes | OV11465 | 11/10/2015 | RUBEN | BARONTECH INDUSTRIAL CORP. | UV QUART12 | ULTRA VIOLET QUARTZSLEEVE 12 GPM | 8 | 1000 | ULTRA VIOLET WONDER QUARTZSLEEVE 12 GPM (36") | ULTRA VIOLET WONDER QUARTZSLEEVE 12 GPM (36")
Yes | OV11465 | 11/10/2015 | RUBEN | BARONTECH INDUSTRIAL CORP. | PUMP CHL2-30 | CNP Horizontal Pump CHL2-30 (1hp) 0.75kw. 1PH | 1 | 7280 | CNP HORIZONTAL Pump CHL 2-30 (1hp) 0.75kw - 1PH | CNP HORIZONTAL Pump CHL 2-30 (1hp) 0.75kw - 1PH
Yes | OV11465 | 11/10/2015 | RUBEN | BARONTECH INDUSTRIAL CORP. | FIL PRIME CBF10SL | PURE PRIME 10SL - CARBON Filter | 1 | 140 | PURE PRIME 10SL - CARBON Filter | PURE PRIME 10SL - CARBON Filter
Yes | OV11465 | 11/10/2015 | RUBEN | BARONTECH INDUSTRIAL CORP. | FIL PRIME CBF20SL | PURE PRIME 20SL - CARBON Filter | 1 | 270 | PURE PRIME 20SL - CARBON Filter | PURE PRIME 20SL - CARBON Filter
Yes | OV11465 | 11/10/2015 | RUBEN | BARONTECH INDUSTRIAL CORP. | FIL SF10PP wp | PUREGEN 10SL - 5 MICRON w/ PLASTIC CORE | 10 | 40 | #N/A | PUREGEN 10SL - 5 MICRON w/ PLASTIC CORE
Yes | OV11465 | 11/10/2015 | RUBEN | BARONTECH INDUSTRIAL CORP. | FIL SF20PP wp | PUREGEN 20SL -5 MICRON w/ PLASTIC CORE | 10 | 60 | #N/A | PUREGEN 20SL -5 MICRON w/ PLASTIC CORE
Yes | OV11465 | 11/10/2015 | RUBEN | BARONTECH INDUSTRIAL CORP. | FIL NB WP5 - 10SL | PUREGEN 10SL - WP 5 MICRON | 10 | 35 | #N/A | PUREGEN 10SL - WP 5 MICRON
Yes | OV11465 | 11/10/2015 | RUBEN | BARONTECH INDUSTRIAL CORP. | FIL NB WP20 - 20SL | PUREGEN 20SL - WP 20 MICRON | 10 | 90 | #N/A | PUREGEN 20SL - WP 20 MICRON
Yes | OV11488 | 11/16/2015 | RHP ELECT | RHP ELECTROMECHANICAL SALES & SERVICES CORP. | PUMP CDLF4-80 | CNP CDLF4-80 (4hp) 3kw. 3 PHASE | 5 | 31680 | #N/A | CNP CDLF4-80 (4hp) 3kw. 3 PHASE
Yes | OV11489 | 11/12/2015 | TAICHEM | TAIHON CHEMICALS & SERVICES INC. | FIL PRIME30SL-PP5 | PURE PRIME 30SL - 5 MICRON | 10 | 150 | PURE PRIME 30SL - 5 MICRON | PURE PRIME 30SL - 5 MICRON
Yes | OV11489 | 11/12/2015 | TAICHEM | TAIHON CHEMICALS & SERVICES INC. | RF TL4-30"X5 (2") | RAPID FILTER TL4-30"x5 npt 2" threaded | 2 | 12000 | HYDRAP RAPID FILTER TL4-30"x 5 npt 2" THRD (bolt) | HYDRAP RAPID FILTER TL4-30"x 5 npt 2" THRD (bolt)
Yes | OV11490 | 11/11/2015 | 99 COM | 99 COMMERCIAL INC. | UV SET 12 | ULTRA VIOLET SET 12 GPM W-720 model | 1 | 16000 | ULTRA VIOLET WONDER SET 12 GPM W-720 | ULTRA VIOLET WONDER SET 12 GPM W-720
Yes | OV11490 | 11/11/2015 | 99 COM | 99 COMMERCIAL INC. | ACCS_BRAC BBT | BRACKET STEEL BB TAIWAN | 3 | 0 | BRACKET STEEL BB TAIWAN | BRACKET STEEL BB TAIWAN
Yes | OV11490 | 11/11/2015 | 99 COM | 99 COMMERCIAL INC. | ACCS_SCREW2 | SCREW for BB HOUSING | 12 | 0 | SCREW FOR BB HOUSING | SCREW FOR BB HOUSING
Yes | OV11490 | 11/11/2015 | 99 COM | 99 COMMERCIAL INC. | ACCS_SPNR BB-T | SPANNER WRENCH BB TAIWAN | 3 | 0 | SPANNER WRENCH BB TAIWAN (BLACK) | SPANNER WRENCH BB TAIWAN (BLACK)
Yes | OV11490 | 11/11/2015 | 99 COM | 99 COMMERCIAL INC. | HOUSING BB20-T | BIG BLUE HOUSING 20" npt 1" TAiWAN | 3 | 1600 | (bdle) BIG BLUE HOUSING 20" npt 1" TAIWAN w/ ACCS. | (bdle) BIG BLUE HOUSING 20" npt 1" TAIWAN w/ ACCS.
Yes | OV11491 | 11/10/2015 | AQUALITY | JL DIAL MED TRADING CO. | ACCS_CTR 230 | AQ 230 SB - CONDUCTIVITY MONITOR | 2 | 2200 | AQ 230 SB CONDUCTIVITY MONITOR | AQ 230 SB CONDUCTIVITY MONITOR
Yes | OV11492 | 11/10/2015 | KELLITECH | KELLITECH IMPORT & EXPORT CORPORATION | ACCS_H9903-B | FRP ADAPTER H9903-B | 2 | 350 | #N/A | FRP ADAPTER H9903-B
Yes | OV11493 | 11/11/2015 | HOUSTON | HOUSTON HYDROTECH PRODUCTS & SYSTEMS INC. | ACCS_FLSN | FLOAT SWITCH-NEW 3m. | 1 | 380 | WLS-1 FLOAT SWITCH-NEW 3m. | WLS-1 FLOAT SWITCH-NEW 3m.
Yes | OV11493 | 11/11/2015 | HOUSTON | HOUSTON HYDROTECH PRODUCTS & SYSTEMS INC. | FIL PRIME CBF10SL | PURE PRIME 10SL - CARBON Filter | 3 | 150 | PURE PRIME 10SL - CARBON Filter | PURE PRIME 10SL - CARBON Filter
Yes | OV11493 | 11/11/2015 | HOUSTON | HOUSTON HYDROTECH PRODUCTS & SYSTEMS INC. | FIL PRIME10SL-PP5 | PURE PRIME 10SL - 5 MICRON | 3 | 40 | PURE PRIME 10SL - 5 MICRON | PURE PRIME 10SL - 5 MICRON
Yes | OV11494 | 11/11/2015 | HEMOTEK | HEMOTEK RENAL CENTER, INC. | PVC- TEFLON | TEFLON TAPE | 1 | 15 | TITANIUM TEFLON TAPE 3/4" | TITANIUM TEFLON TAPE 3/4"
Yes | OV11494 | 11/11/2015 | HEMOTEK | HEMOTEK RENAL CENTER, INC. | PVC AP_MALE A_1 | AP MALE ADAPTOR 1" | 1 | 22 | ZYPE MALE ADAPTOR 1" | ZYPE MALE ADAPTOR 1"
Yes | OV11494 | 11/11/2015 | HEMOTEK | HEMOTEK RENAL CENTER, INC. | PVC AP_COUP PLN_1 | AP COUPLING PLAIN 1" | 1 | 24 | ZYPE COUPLING PLAIN 1" | ZYPE COUPLING PLAIN 1"
Yes | OV11494 | 11/11/2015 | HEMOTEK | HEMOTEK RENAL CENTER, INC. | PVC AP_90ELB PLN_1 | AP 90° ELBOW PLAIN 1" | 1 | 25 | ZYPE 90° ELBOW PLAIN 1" | ZYPE 90° ELBOW PLAIN 1"
Yes | OV11494 | 11/11/2015 | HEMOTEK | HEMOTEK RENAL CENTER, INC. | PVC AP_PTN PLN_1 | AP PATENTE PLAIN 1" | 1 | 115 | ZYPE PATENTE PLAIN 1" | ZYPE PATENTE PLAIN 1"
Yes | OV11495 | 11/11/2015 | LEE D. | DANIEL LEE | FIL PRIME10SL-PP5 | PURE PRIME 10SL - 5 MICRON | 1 | 50 | PURE PRIME 10SL - 5 MICRON | PURE PRIME 10SL - 5 MICRON
Yes | OV11495 | 11/11/2015 | LEE D. | DANIEL LEE | PUMP KEM-AR50 | KEMFLO ADAPTOR 50GPD (SP57/50HZ) | 1 | 600 | SP57 KEMFLO ADAPTOR 50GPD (50HZ) | SP57 KEMFLO ADAPTOR 50GPD (50HZ)
Yes | OV11495 | 11/11/2015 | LEE D. | DANIEL LEE | PUMP KEM-50GPD | KEMFLO 50GPD (1.0LPM 110PSI) | 1 | 2500 | KEMFLO BOOSTER PUMP 50GPD (1.0LPM-110PSI) | KEMFLO BOOSTER PUMP 50GPD (1.0LPM-110PSI)
Yes | OV11496 | 11/11/2015 | AQUASOFT-CALOOCAN | AQUASOFT- CALOOCAN | FIL HYDRO 20SL CBF(WO) | HYDROSEP 20SL - CARBON Block (w/O net inside) | 1 | 700 | HYDROSEP 20SL - CBF (carbon block filter) W/O NET | HYDROSEP 20SL - CBF (carbon block filter) W/O NET
Yes | OV11496 | 11/11/2015 | AQUASOFT-CALOOCAN | AQUASOFT- CALOOCAN | FIL PRIME CBF20SL | PURE PRIME 20SL - CARBON Filter | 1 | 380 | PURE PRIME 20SL - CARBON Filter | PURE PRIME 20SL - CARBON Filter
Yes | OV11497 | 11/11/2015 | HEALTHY LIFESTYLE | HEALTHY LIFESTYLE | FIL PRIME CBF20SL | PURE PRIME 20SL - CARBON Filter | 1 | 350 | PURE PRIME 20SL - CARBON Filter | PURE PRIME 20SL - CARBON Filter
Yes | OV11497 | 11/11/2015 | HEALTHY LIFESTYLE | HEALTHY LIFESTYLE | FIL MP 20 SL CP5 | MIGHTY PURE 20SL - CP5 ( Sale) | 2 | 154 | #N/A | MIGHTY PURE 20SL - CP5 ( Sale)
Yes | OV11498 | 11/11/2015 | HI-PRECISION | HI-PRECISION DIAGNOSTICS | QF_QC1540 | QUICK FITTING 1540 1/4"x1/4" coupling | 1 | 100 | QUICK FITTING 1540 (1/4"x1/4") coupling | QUICK FITTING 1540 (1/4"x1/4") coupling
Yes | OV11498 | 11/11/2015 | HI-PRECISION | HI-PRECISION DIAGNOSTICS | HOSE 1/4 W | HOSE R.O TUBING 1/4 WHITE color | 3 | 35 | CCK R.O TUBING HOSE 1/4" WHITE color (300 meter/roll) | CCK R.O TUBING HOSE 1/4" WHITE color (300 meter/roll)
Yes | OV11498 | 11/11/2015 | HI-PRECISION | HI-PRECISION DIAGNOSTICS | QF_QC4040 | QUICK FITTING 4040 1/4"x1/4" male elbow | 10 | 100 | QUICK FITTING 4040 (1/4"x1/4") male elbow | QUICK FITTING 4040 (1/4"x1/4") male elbow
Yes | OV11499 | 11/11/2015 | PHILS | PHILIPPINE HOH INDUSTRIES INC | FIL PRIME40SL-PP5 | PURE PRIME 40SL - 5 MICRON | 12 | 200 | PURE PRIME 40SL - 5 MICRON | PURE PRIME 40SL - 5 MICRON
Yes | OV11500 | 11/11/2015 | SEACOM | SEACOM, INC. | ACCS_SCREW2 | SCREW for BB HOUSING | 4 | 0 | SCREW FOR BB HOUSING | SCREW FOR BB HOUSING
Yes | OV11500 | 11/11/2015 | SEACOM | SEACOM, INC. | ACCS_BRAC BBT | BRACKET STEEL BB TAIWAN | 1 | 0 | BRACKET STEEL BB TAIWAN | BRACKET STEEL BB TAIWAN
Yes | OV11500 | 11/11/2015 | SEACOM | SEACOM, INC. | ACCS_SPNR BBC | SPANNER WRENCH BB CHINA | 1 | 0 | SPANNER WRENCH BB CHINA (BLACK) | SPANNER WRENCH BB CHINA (BLACK)
Yes | OV11500 | 11/11/2015 | SEACOM | SEACOM, INC. | HOUSING BBH10 | BIG BLUE HOUSING 10" npt 1" china | 1 | 800 | (bdle) BIG BLUE HOUSING 10" npt 1" CHINA w/ ACCS. | (bdle) BIG BLUE HOUSING 10" npt 1" CHINA w/ ACCS.
Yes | OV11501 | 11/16/2015 | Veolia | VEOLIA WATER TECHNOLOGIES PHILS. INC. | ACCS_STSB | STRAINER H 2807 Fleck Bottom Distribution (6"-12") | 1 | 0 | STRAINER H 2807 BOTTOM (6"-12") | STRAINER H 2807 BOTTOM (6"-12")
Yes | OV11501 | 11/16/2015 | Veolia | VEOLIA WATER TECHNOLOGIES PHILS. INC. | ACCS_RTUBE | RISER TUBE ONLY (10x54) | 1 | 0 | RISER TUBE for 10 x 54 FRP | RISER TUBE for 10 x 54 FRP
Yes | OV11501 | 11/16/2015 | Veolia | VEOLIA WATER TECHNOLOGIES PHILS. INC. | FRP 1354 WC | FRP 13" x 54" WAVE CYBER BEIGE (2.5") | 1 | 4500 | #N/A | FRP 13" x 54" WAVE CYBER BEIGE (2.5")
Yes | OV11502 | 11/13/2015 | QUALIPURE | AQUALIPURE WATER SYSTEM & EQUIPMENT, INC. | ACCS_PUSHG | PUSH BOTTON SWITCH GREEN (silver edition) | 30 | 150 | LAY37-Y090 PUSH BOTTON SWITCH GREEN (silver edition) | LAY37-Y090 PUSH BOTTON SWITCH GREEN (silver edition)
Yes | OV11502 | 11/13/2015 | QUALIPURE | AQUALIPURE WATER SYSTEM & EQUIPMENT, INC. | ACCS_TDS LTHR | TDS METER w/ LEATHER CASE | 10 | 800 | HM-3 TDS METER w/ LEATHER CASE | HM-3 TDS METER w/ LEATHER CASE
Yes | OV11502 | 11/13/2015 | QUALIPURE | AQUALIPURE WATER SYSTEM & EQUIPMENT, INC. | ACCS_CTR RTK | ROTEK COMPUTER CONTROLLER | 3 | 2200 | ROTEK COMPUTER CONTROLLER | ROTEK COMPUTER CONTROLLER
Yes | OV11502 | 11/13/2015 | QUALIPURE | AQUALIPURE WATER SYSTEM & EQUIPMENT, INC. | FIL HYDRO 20 PP_1 | HYDROSEP 20SL - 10 MICRON | 50 | 80 | #N/A | HYDROSEP 20SL - 10 MICRON
Yes | OV11502 | 11/13/2015 | QUALIPURE | AQUALIPURE WATER SYSTEM & EQUIPMENT, INC. | FIL HYDRO 20 PP_1 | HYDROSEP 20SL - 1 MICRON | 200 | 80 | #N/A | HYDROSEP 20SL - 1 MICRON
Yes | OV11503 | 11/13/2015 | IWSI | INDUSTRIAL WASTE SYSTEM INC. | VESS VIT DN40 | VITAULIC CLAMP STAINLESS DN40 (1*1/2) | 10 | 580 | VITAULIC CLAMP STAINLESS DN40 (1*1/2") | VITAULIC CLAMP STAINLESS DN40 (1*1/2")
Yes | OV11503 | 11/13/2015 | IWSI | INDUSTRIAL WASTE SYSTEM INC. | VESS VIT DN40-COUPLING | VITAULIC COUPLING STAINLESS DN40 | 10 | 250 | #N/A | VITAULIC COUPLING STAINLESS DN40
Yes | OV11504 | 11/13/2015 | IWSI | INDUSTRIAL WASTE SYSTEM INC. | FIL HYDRO 20BB-PP | HYDROSEP 20BB - 5 MICRON | 10 | 550 | #N/A | HYDROSEP 20BB - 5 MICRON
Yes | OV11504 | 11/13/2015 | IWSI | INDUSTRIAL WASTE SYSTEM INC. | FIL HYDRO 10PP_1 | HYDROSEP 10SL - 5 MICRON | 50 | 55 | #N/A | HYDROSEP 10SL - 5 MICRON
Yes | OV11505 | 11/13/2015 | TAICHEM | TAIHON CHEMICALS & SERVICES INC. | FIL SF2001 wo/p | PUREGEN 20SL - 5 MICRON | 60 | 90 | #N/A | PUREGEN 20SL - 5 MICRON
Yes | OV11506 | 11/13/2015 | HYDROCARE | HYDROCARE SYSTEM TECHNOLOGY CORPORATION | UV QUART6 | ULTRA VIOLET QUARTZSLEEVE 6 GPM (D24.5*530mm) | 1 | 800 | ULTRA VIOLET WONDER QUARTZSLEEVE 6 GPM (21") | ULTRA VIOLET WONDER QUARTZSLEEVE 6 GPM (21")
Yes | OV11506 | 11/13/2015 | HYDROCARE | HYDROCARE SYSTEM TECHNOLOGY CORPORATION | ACCS_TDS LTHR | TDS METER w/ LEATHER CASE | 3 | 900 | HM-3 TDS METER w/ LEATHER CASE | HM-3 TDS METER w/ LEATHER CASE
Yes | OV11506 | 11/13/2015 | HYDROCARE | HYDROCARE SYSTEM TECHNOLOGY CORPORATION | FIL EMP 20SL | PENTEK EPM - 20 SLIM | 12 | 480 | PENTEK EPM - 20 SLIM | PENTEK EPM - 20 SLIM
Yes | OV11506 | 11/13/2015 | HYDROCARE | HYDROCARE SYSTEM TECHNOLOGY CORPORATION | ACCS_FLSN | FLOAT SWITCH-NEW 3m. | 7 | 350 | WLS-1 FLOAT SWITCH-NEW 3m. | WLS-1 FLOAT SWITCH-NEW 3m.
Yes | OV11506 | 11/13/2015 | HYDROCARE | HYDROCARE SYSTEM TECHNOLOGY CORPORATION | PUMP ATS1000 | AQUA TEDELA ATS-1000 1.3hp (1kw) | 1 | 4370 | AQUA TEDELA ATS-1000 1.3hp (1kw) | AQUA TEDELA ATS-1000 1.3hp (1kw)
Yes | OV11507 | 11/13/2015 | JV3 | JV3 CONTROLS ELECTRICAL SUPPLY | PUMP CDLF42-30 | CNP CDLF42-30 (25hp) 18.5kw. 3 PHASE | 1 | 100795 | #N/A | CNP CDLF42-30 (25hp) 18.5kw. 3 PHASE
Yes | OV11508 | 11/13/2015 | ELM | ELM WATER SYSTEMS AND EQUIPMENT SUPPLIES CORP. | HOUSING CBA-304-1 | HOUSING FOR RESIN 10SL PLASTIC | 30 | 110 | HOUSING FOR RESIN 10SL PLASTIC | HOUSING FOR RESIN 10SL PLASTIC
Yes | OV11509 | 11/16/2015 | AVON | AVON MANUFACTURING | UV QUART35 | ULTRA VIOLET QUARTZSLEEVE 35 GPM | 2 | 1100 | #N/A | ULTRA VIOLET QUARTZSLEEVE 35 GPM
Yes | OV11510 | 11/24/2015 | HANDYMAN | ROBINSONS HANDYMAN INC. | FCET_UNIR | WD FAUCET UNIVERSAL TYPE RED (hot) | 6 | 89.1 | WD FAUCET UNIVERSAL TYPE RED (hot) | WD FAUCET UNIVERSAL TYPE RED (hot)
Yes | OV11510 | 11/24/2015 | HANDYMAN | ROBINSONS HANDYMAN INC. | FCET_UNIB | WD FAUCET UNIVERSAL TYPE BLUE (cold) | 6 | 89.1 | WD FAUCET UNIVERSAL TYPE BLUE (cold) | WD FAUCET UNIVERSAL TYPE BLUE (cold)
Yes | OV11510 | 11/24/2015 | HANDYMAN | ROBINSONS HANDYMAN INC. | GAL_SML FCT | FAUCET FOR SLIM CONTAINER GREEN color | 12 | 29.7 | FAUCET FOR SLIM CONTAINER GREEN color | FAUCET FOR SLIM CONTAINER GREEN color
Yes | OV11510 | 11/24/2015 | HANDYMAN | ROBINSONS HANDYMAN INC. | TTOP_ACCS | TABLE TOP FAUCET WHITE w/ TUBE & KNOTS SET | 12 | 99 | #N/A | TABLE TOP FAUCET WHITE w/ TUBE & KNOTS SET
Yes | OV11510 | 11/24/2015 | HANDYMAN | ROBINSONS HANDYMAN INC. | TTOP_ACCS | TABLE TOP FAUCET BLUE w/ TUBE & KNOTS SET | 12 | 99 | #N/A | TABLE TOP FAUCET BLUE w/ TUBE & KNOTS SET
Yes | OV11511 | 11/11/2015 | JASSINY | JASSINY WATER REFILLING STTAION | FIL HYDRO 10BB | HYDROSEP 10BB - CBF Carbon Block Filter | 1 | 950 | HYDROSEP 10BB - CBF (carbon block filter) | HYDROSEP 10BB - CBF (carbon block filter)
Yes | OV11512G | 11/11/2015 | JDR | JDR ALKALINE WATER REFILLING STATION | GAL_NST CUP | NON-SPILL TYPE for ROUND CONT (half-cap) | 5 | 4 | HALF-CAP NON-SPILL TYPE for ROUND CONT | HALF-CAP NON-SPILL TYPE for ROUND CONT
Yes | OV11512G | 11/11/2015 | JDR | JDR ALKALINE WATER REFILLING STATION | GAL_RND | ROUND CONTAINER 5 GALLON | 7 | 131 | ROUND CONTAINER 5 GALLON | ROUND CONTAINER 5 GALLON
Yes | OV11512G | 11/11/2015 | JDR | JDR ALKALINE WATER REFILLING STATION | GAL_SEAL FCT | FAUCET SEAL | 1 | 180 | #N/A | FAUCET SEAL
Yes | OV11513 | 11/11/2015 | KELLITECH | KELLITECH IMPORT & EXPORT CORPORATION | VH F75 | RUNXIN HEAD F75 Ai SEDIMENT 4" | 2 | 9500 | RUNXIN DIGITAL HEAD F75A1 SEDIMENT 4" (10m³/h) | RUNXIN DIGITAL HEAD F75A1 SEDIMENT 4" (10m³/h)
Yes | OV11513 | 11/11/2015 | KELLITECH | KELLITECH IMPORT & EXPORT CORPORATION | VH F74 | RUNXIN HEAD F74 Ai SOFTENER 4" | 2 | 9800 | RUNXIN DIGITAL HEAD F74A1 SOFTENER 4" (10m³/h) | RUNXIN DIGITAL HEAD F74A1 SOFTENER 4" (10m³/h)
Yes | OV11514 | 11/11/2015 | AQUA BANK | CL8 TRADING & WATER FILTRATION SERVICES | PVC - C -711-32OZ. | PVC 711 CEMENT 32oz. | 1 | 1000 | WELD-ON PVC 711 CEMENT 32oz. | WELD-ON PVC 711 CEMENT 32oz.
Yes | OV11514 | 11/11/2015 | AQUA BANK | CL8 TRADING & WATER FILTRATION SERVICES | PVC - GKT2" | FLANGE GASKET 2" | 10 | 70 | ZYPE FLANGE GASKET 2" | ZYPE FLANGE GASKET 2"
Yes | OV11514 | 11/11/2015 | AQUA BANK | CL8 TRADING & WATER FILTRATION SERVICES | PVC - GKT1*1/2" | FLANGE GASKET 1*1/2" | 6 | 63 | ZYPE FLANGE GASKET 1*1/2" | ZYPE FLANGE GASKET 1*1/2"
Yes | OV11514 | 11/11/2015 | AQUA BANK | CL8 TRADING & WATER FILTRATION SERVICES | PRE FM20 Z-5032 | FLOWMETER TUBE 20 GPM (Z-5032) 1*1/4" MPThreaded | 6 | 2400 | FLOWMETER TUBE 20 GPM (AQUA Z-5032) - 1*1/4" male thread | FLOWMETER TUBE 20 GPM (AQUA Z-5032) - 1*1/4" male thread
Yes | OV11515 | 11/12/2015 | FIRST CHEM | FIRST CHEM | PRE VALVE 1" UNID | SOLENOID VALVE 1" BRASS UNI-D | 2 | 2800 | SOLENOID VALVE 1" BRASS UNI-D | SOLENOID VALVE 1" BRASS UNI-D
Yes | OV11516 | 11/12/2015 | CJ CONTRUCTION | CJ CONTRUCTION, INC. | PVC AP_COUP PLN_4 | AP COUPLING PLAIN 4" | 2 | 197 | ZYPE COUPLING PLAIN 4" | ZYPE COUPLING PLAIN 4"
Yes | OV11516 | 11/12/2015 | CJ CONTRUCTION | CJ CONTRUCTION, INC. | PVC - INS RED_7 | INSIDE REDUCER 4 x 3 | 2 | 406 | ZYPE INSIDE REDUCER 4" x 3" | ZYPE INSIDE REDUCER 4" x 3"
Yes | OV11516 | 11/12/2015 | CJ CONTRUCTION | CJ CONTRUCTION, INC. | PVC - FLG 4" | FLANGE 4" | 4 | 570 | ZYPE FLANGE 4" | ZYPE FLANGE 4"
Yes | OV11516 | 11/12/2015 | CJ CONTRUCTION | CJ CONTRUCTION, INC. | PVC - GKT4" | FLANGE GASKET 4" | 4 | 111 | ZYPE FLANGE GASKET 4" | ZYPE FLANGE GASKET 4"
Yes | OV11516 | 11/12/2015 | CJ CONTRUCTION | CJ CONTRUCTION, INC. | PVC-TPL4 | TEE PLAIN 4" | 2 | 458 | #N/A | TEE PLAIN 4"
Yes | OV11516 | 11/12/2015 | CJ CONTRUCTION | CJ CONTRUCTION, INC. | PVC - P4 | PIPE 4" | 2 | 2720 | ZYPE PIPE 4" | ZYPE PIPE 4"
Yes | OV11516 | 11/12/2015 | CJ CONTRUCTION | CJ CONTRUCTION, INC. | PVC -M ADP 4" | MALE ADAPTOR 4" | 2 | 1051 | ZYPE MALE ADAPTOR 4" | ZYPE MALE ADAPTOR 4"
Yes | OV11517 | 11/13/2015 | GLORIA | HYDROCHEM PLUS INDUSTRIAL SALES | PVC - BVALVE 3" | BALL VALVE 3" | 24 | 1906 | ZYPE BALL VALVE 3" | ZYPE BALL VALVE 3"
Yes | OV11517 | 11/13/2015 | GLORIA | HYDROCHEM PLUS INDUSTRIAL SALES | PVC - BVALVE 2*1/2" | BALL VALVE 2*1/2" | 11 | 1118 | ZYPE BALL VALVE 2*1/2" | ZYPE BALL VALVE 2*1/2"
Yes | OV11517 | 11/13/2015 | GLORIA | HYDROCHEM PLUS INDUSTRIAL SALES | PVC - COUP_TRD 3" | COUPLING THREADED 3" | 11 | 426 | #N/A | COUPLING THREADED 3"
Yes | OV11518 | 11/12/2015 | SUMMA | SUMMA WATER RESOURCES INC | FIL HYDRO 20 PP_1 | HYDROSEP 20SL - 5 MICRON | 70 | 90 | #N/A | HYDROSEP 20SL - 5 MICRON
Yes | OV11518 | 11/12/2015 | SUMMA | SUMMA WATER RESOURCES INC | PVC AP_PTN PLN_1*1/4 | AP PATENTE PLAIN 1*1/4 | 1 | 104 | ZYPE PATENTE PLAIN 1*1/4" | ZYPE PATENTE PLAIN 1*1/4"
Yes | OV11518 | 11/12/2015 | SUMMA | SUMMA WATER RESOURCES INC | PVC - P - 68 | WELD - ON P-68 PRIMERA | 5 | 500 | IPS WELD-ON P-68 PRIMER 16oz | IPS WELD-ON P-68 PRIMER 16oz
Yes | OV11518 | 11/12/2015 | SUMMA | SUMMA WATER RESOURCES INC | PVC - C -711-32OZ. | PVC 711 CEMENT 32oz. | 10 | 1000 | WELD-ON PVC 711 CEMENT 32oz. | WELD-ON PVC 711 CEMENT 32oz.
Yes | OV11520 | 11/12/2015 | WATERCORP | WATERCORP TECH., INC. | FCET_01 | GF 01 FAUCET - STAINLESS knob SN-60 | 1 | 500 | GF 01 FAUCET - STAINLESS knob SN-60 | GF 01 FAUCET - STAINLESS knob SN-60
Yes | OV11521 | 11/12/2015 | AQUA BANK | CL8 TRADING & WATER FILTRATION SERVICES | PRE FM T60 | FLOWMETER TUBE 60 GPM (LZT-4006G) | 6 | 3200 | FLOWMETER TUBE 60 GPM (MBLD LZT-4006G) - 1*1/2" female thread | FLOWMETER TUBE 60 GPM (MBLD LZT-4006G) - 1*1/2" female thread
Yes | OV11522 | 11/12/2015 | SICABA | SICABA | ACCS_SCREW2 | SCREW for BB HOUSING | 4 | 0 | SCREW FOR BB HOUSING | SCREW FOR BB HOUSING
Yes | OV11522 | 11/12/2015 | SICABA | SICABA | ACCS_BRAC BBT | BRACKET STEEL BB TAIWAN | 1 | 0 | BRACKET STEEL BB TAIWAN | BRACKET STEEL BB TAIWAN
Yes | OV11522 | 11/12/2015 | SICABA | SICABA | ACCS_SPNR BBC | SPANNER WRENCH BB CHINA | 1 | 0 | SPANNER WRENCH BB CHINA (BLACK) | SPANNER WRENCH BB CHINA (BLACK)
Yes | OV11522 | 11/12/2015 | SICABA | SICABA | HOUSING BBH10 | BIG BLUE HOUSING 10" npt 1" china | 1 | 1200 | (bdle) BIG BLUE HOUSING 10" npt 1" CHINA w/ ACCS. | (bdle) BIG BLUE HOUSING 10" npt 1" CHINA w/ ACCS.
Yes | OV11523 | 11/12/2015 | ARQUIZA | AM ARQUIZA ENT. | ACCS_MCCV 3/8 | MALE CONNECTOR w/ CHECK VALVE 3/8" (z-cv-q1566) | 6 | 90 | Z-CV-Q1566 MALE CONNECTOR w/ CHECK VALVE 3/8" | Z-CV-Q1566 MALE CONNECTOR w/ CHECK VALVE 3/8"
Yes | OV11523 | 11/12/2015 | ARQUIZA | AM ARQUIZA ENT. | PVC AP_TEE PLN_1 | AP TEE PLAIN 1" | 30 | 36 | ZYPE TEE PLAIN 1" | ZYPE TEE PLAIN 1"
Yes | OV11523 | 11/12/2015 | ARQUIZA | AM ARQUIZA ENT. | PVC AP_TEE PLN_3/4 | AP TEE PLAIN 3/4" | 30 | 20 | ZYPE TEE PLAIN 3/4" | ZYPE TEE PLAIN 3/4"
Yes | OV11523 | 11/12/2015 | ARQUIZA | AM ARQUIZA ENT. | PVC AP_IN RED_3/4x1/2 | AP INSIDE REDUCER 3/4" x 1/2" | 30 | 7.2 | ZYPE INSIDE REDUCER 3/4" x 1/2" | ZYPE INSIDE REDUCER 3/4" x 1/2"
Yes | OV11523 | 11/12/2015 | ARQUIZA | AM ARQUIZA ENT. | PVC - C-711-0.5L | PVC 711 CEMENT | 2 | 500 | WELD-ON PVC 711 CEMENT 16oz. | WELD-ON PVC 711 CEMENT 16oz.
Yes | OV11523 | 11/12/2015 | ARQUIZA | AM ARQUIZA ENT. | PVC - ECAP TRD 1/2 | END CAP THREADED 1/2" | 20 | 6 | ZYPE END CAP THREADED 1/2" | ZYPE END CAP THREADED 1/2"
Yes | OV11523 | 11/12/2015 | ARQUIZA | AM ARQUIZA ENT. | ACCS_CO1/4 | VA - 05 SAMPLING COCK 1/4" | 10 | 100 | VA - 05 SAMPLING COCK 1/4" - STAINLESS | VA - 05 SAMPLING COCK 1/4" - STAINLESS
Yes | OV11523 | 11/12/2015 | ARQUIZA | AM ARQUIZA ENT. | PVC - P1 | PIPE 1" | 10 | 292 | ZYPE PIPE 1" | ZYPE PIPE 1"
Yes | OV11523 | 11/12/2015 | ARQUIZA | AM ARQUIZA ENT. | PVC - P3/4 | PIPE 3/4 | 10 | 180 | ZYPE PIPE 3/4 | ZYPE PIPE 3/4
Yes | OV11523 | 11/12/2015 | ARQUIZA | AM ARQUIZA ENT. | JAC_CONN 1088 | JACO FIBRA 1088 (1/2x1/2) 220psi | 10 | 74 | JACO FIBRA 1088 - 1/2mm x 1/2" male straight (US 220psi) | JACO FIBRA 1088 - 1/2mm x 1/2" male straight (US 220psi)
Yes | OV11523 | 11/12/2015 | ARQUIZA | AM ARQUIZA ENT. | PVC - BVALVE 3/4 | BALL VALVE 3/4 | 30 | 63 | #N/A | BALL VALVE 3/4
Yes | OV11523 | 11/12/2015 | ARQUIZA | AM ARQUIZA ENT. | PVC - BVALVE 1" | BALL VALVE 1" | 30 | 90 | ZYPE BALL VALVE 1" | ZYPE BALL VALVE 1"
Yes | OV11523 | 11/12/2015 | ARQUIZA | AM ARQUIZA ENT. | PVC AP_PTN PLN_3/4 | AP PATENTE PLAIN 3/4" | 50 | 62 | ZYPE PATENTE PLAIN 3/4" | ZYPE PATENTE PLAIN 3/4"
Yes | OV11523 | 11/12/2015 | ARQUIZA | AM ARQUIZA ENT. | PVC AP_PTN PLN_1 | AP PATENTE PLAIN 1" | 50 | 98 | ZYPE PATENTE PLAIN 1" | ZYPE PATENTE PLAIN 1"
Yes | OV11523 | 11/12/2015 | ARQUIZA | AM ARQUIZA ENT. | PVC AP_MALE A_1 | AP MALE ADAPTOR 1" | 50 | 22 | ZYPE MALE ADAPTOR 1" | ZYPE MALE ADAPTOR 1"
Yes | OV11525 | 11/12/2015 | ARQUIZA | AM ARQUIZA ENT. | JACO(Z-1068) | JACO Z-1068 3/8"x1/2" male straight conn. (taiwan) | 6 | 75 | JACO Z-1068 - 3/8mm x 1/2" male straight connector (taiwan) | JACO Z-1068 - 3/8mm x 1/2" male straight connector (taiwan)
Yes | OV11525 | 11/12/2015 | ARQUIZA | AM ARQUIZA ENT. | FILAB 10-0.22 | ABSOLUTE FILTER 10SL - 0.2mic. (250mm) | 1 | 460 | ABSOLUTE FILTER 10SL - 0.2 MICRON (250mm) | ABSOLUTE FILTER 10SL - 0.2 MICRON (250mm)
Yes | OV11525 | 11/12/2015 | ARQUIZA | AM ARQUIZA ENT. | ACCS_SCREW1 | SCREW for SL HOUSING | 4 | 0 | SCREW FOR SL HOUSING | SCREW FOR SL HOUSING
Yes | OV11525 | 11/12/2015 | ARQUIZA | AM ARQUIZA ENT. | ACCS_BRAC ST | BRACKET STEEL TAIWAN (new) | 1 | 0 | BRACKET STEEL TAIWAN (NEW) | BRACKET STEEL TAIWAN (NEW)
Yes | OV11525 | 11/12/2015 | ARQUIZA | AM ARQUIZA ENT. | HOUSING SCH_10S | SLIM CLEAR HOUSING 10" npt 3/4" Taiwan | 1 | 600 | (bdle) SLIM CLEAR HOUSING 10" npt 3/4" TAIWAN w/ ACCS. | (bdle) SLIM CLEAR HOUSING 10" npt 3/4" TAIWAN w/ ACCS.
Yes | OV11525 | 11/12/2015 | ARQUIZA | AM ARQUIZA ENT. | PRE PG 150 CLAMP | PRESSURE GAUGE 150 PSI - CLAMP | 4 | 450 | PRESSURE GAUGE 150 PSI - CLAMP | PRESSURE GAUGE 150 PSI - CLAMP
Yes | OV11525 | 11/12/2015 | ARQUIZA | AM ARQUIZA ENT. | PVC AP_COUP THR_1/2x1/4 | AP COUPLING REDUCER THREADED 1/2" x 1/4" | 30 | 20 | ZYPE COUPLING REDUCER THREADED 1/2" x 1/4" | ZYPE COUPLING REDUCER THREADED 1/2" x 1/4"
Yes | OV11525 | 11/12/2015 | ARQUIZA | AM ARQUIZA ENT. | PRE PG 150 SIDE | PRESSURE GAUGE 150 PSI - SIDE MOUNTED | 15 | 600 | PRESSURE GAUGE 150 PSI - SIDE MOUNTED | PRESSURE GAUGE 150 PSI - SIDE MOUNTED
Yes | OV11526 | 11/12/2015 | CJ CONTRUCTION | CJ CONTRUCTION, INC. | PVC AP_PTN PLN_3 | AP PATENTE PLAIN 3" | 2 | 725 | ZYPE PATENTE PLAIN 3" | ZYPE PATENTE PLAIN 3"
Yes | OV11526 | 11/12/2015 | CJ CONTRUCTION | CJ CONTRUCTION, INC. | PVC - BVALVE 3" | BALL VALVE 3" | 2 | 1906 | ZYPE BALL VALVE 3" | ZYPE BALL VALVE 3"
Yes | OV11526 | 11/12/2015 | CJ CONTRUCTION | CJ CONTRUCTION, INC. | PVC - B BV 4 | CLASS B - BALL VALVE 4" | 1 | 3618 | #N/A | CLASS B - BALL VALVE 4"
Yes | OV11527 | 11/12/2015 | CHEMRITE | CHEMRITE INDUSTRIAL SALES & SERVICES | MF MNGS ZEO | MANGANESE ZEOLITE 30 kgs. | 4 | 2600 | MANGANESE ZEOLITE 30 kgs. | MANGANESE ZEOLITE 30 kgs.
Yes | OV11528 | 11/12/2015 | VA FARM | VA. FARM TRACTOR | FIL PRIME20BB-PP10 | PURE PRIME 20BB - 10 MICRON | 4 | 500 | PURE PRIME 20BB - 10 MICRON | PURE PRIME 20BB - 10 MICRON
Yes | OV11530 | 11/12/2015 | PURETEK | PURETEX WATER PURIFICATION INC | FIL SF1005op | PUREGEN 10SL - 20 MICRON | 30 | 45 | #N/A | PUREGEN 10SL - 20 MICRON
Yes | OV11530 | 11/12/2015 | PURETEK | PURETEX WATER PURIFICATION INC | FIL SF1005op | PUREGEN 10SL - 10 MICRON | 30 | 45 | #N/A | PUREGEN 10SL - 10 MICRON
Yes | OV11530 | 11/12/2015 | PURETEK | PURETEX WATER PURIFICATION INC | FIL SF1005op | PUREGEN 10SL - 5 MICRON | 30 | 45 | #N/A | PUREGEN 10SL - 5 MICRON
Yes | OV11530 | 11/12/2015 | PURETEK | PURETEX WATER PURIFICATION INC | FIL SFBB 2001 P | PUREGEN 20BB - 20 MICRON | 10 | 500 | #N/A | PUREGEN 20BB - 20 MICRON
Yes | OV11530 | 11/12/2015 | PURETEK | PURETEX WATER PURIFICATION INC | FIL SFBB 2001 P | PUREGEN 20BB - 10 MICRON | 10 | 500 | #N/A | PUREGEN 20BB - 10 MICRON
Yes | OV11530 | 11/12/2015 | PURETEK | PURETEX WATER PURIFICATION INC | FIL SFBB 2001 P | PUREGEN 20BB - 5 MICRON | 7 | 500 | #N/A | PUREGEN 20BB - 5 MICRON
Yes | OV11530 | 11/12/2015 | PURETEK | PURETEX WATER PURIFICATION INC | FIL SFBB 1001 P | PUREGEN 10BB - 5 MICRON | 3 | 300 | #N/A | PUREGEN 10BB - 5 MICRON
Yes | OV11531 | 11/12/2015 | KELLITECH | KELLITECH IMPORT & EXPORT CORPORATION | PVC - INS RED_3 | INSIDE REDUCER 1*1/4 x 1 | 38 | 17 | #N/A | INSIDE REDUCER 1*1/4 x 1
Yes | OV11531 | 11/12/2015 | KELLITECH | KELLITECH IMPORT & EXPORT CORPORATION | PVC - P1*1/4 | PIPE 1*1/4" | 1 | 372 | ZYPE PIPE 1*1/4" | ZYPE PIPE 1*1/4"
Yes | OV11531 | 11/12/2015 | KELLITECH | KELLITECH IMPORT & EXPORT CORPORATION | PVC AP_90ELB PLN_1*1/2 | AP 90° ELBOW PLAIN 1*1/2" | 4 | 68 | ZYPE 90° ELBOW PLAIN 1*1/2" | ZYPE 90° ELBOW PLAIN 1*1/2"
Yes | OV11531 | 11/12/2015 | KELLITECH | KELLITECH IMPORT & EXPORT CORPORATION | PVC AP_TEE PLN_1*1/2 | AP TEE PLAIN 1*1/2" | 10 | 108 | ZYPE TEE PLAIN 1*1/2" | ZYPE TEE PLAIN 1*1/2"
Yes | OV11531 | 11/12/2015 | KELLITECH | KELLITECH IMPORT & EXPORT CORPORATION | PVC AP_COUP TRD_1*1/4" | AP COUPLING THREADED 1*1/4" | 4 | 37 | ZYPE COUPLING THREADED 1*1/4" | ZYPE COUPLING THREADED 1*1/4"
Yes | OV11532 | 11/12/2015 | SEACOM | SEACOM, INC. | FIL WR30 20BB | WATERCHECK 20BB - WR30 | 10 | 600 | #N/A | WATERCHECK 20BB - WR30
Yes | OV11533 | 11/12/2015 | AQUALITY | JL DIAL MED TRADING CO. | PVC - BVALVE 1/2 | BALL VALVE 1/2 | 4 | 57 | #N/A | BALL VALVE 1/2
Yes | OV11533 | 11/12/2015 | AQUALITY | JL DIAL MED TRADING CO. | PVC - B MA3/4 | CLASS B - MALE ADAPTOR 3/4" | 4 | 16 | CLASS B - MALE ADAPTOR 3/4" | CLASS B - MALE ADAPTOR 3/4"
Yes | OV11534 | 11/12/2015 | OTHMANN | OTHMANN INC. | EWD ECO | EUREKA ECONOMY HOT & COLD | 1 | 4200 | EUREKA ECONOMY HOT & COLD | EUREKA ECONOMY HOT & COLD
Yes | OV11535 | 11/12/2015 | MANUEL MJ | MARWIN JASPER MANUEL | FIL PS1-10C | PENTEK brand 10SL - 1 MICRON | 5 | 85 | #N/A | PENTEK brand 10SL - 1 MICRON
Yes | OV11535 | 11/12/2015 | MANUEL MJ | MARWIN JASPER MANUEL | FIL PRIME10SL-PP5 | PURE PRIME 10SL - 5 MICRON | 10 | 50 | PURE PRIME 10SL - 5 MICRON | PURE PRIME 10SL - 5 MICRON
Yes | OV11535 | 11/12/2015 | MANUEL MJ | MARWIN JASPER MANUEL | FIL PRIME10SL-PP1 | PURE PRIME 10SL - 1 MICRON | 10 | 50 | PURE PRIME 10SL - 1 MICRON | PURE PRIME 10SL - 1 MICRON
Yes | OV11536 | 11/12/2015 | HYDRO | HYDROPURE TECH PHILS CORP. | PVC - P1 | PIPE 1" | 4 | 292 | ZYPE PIPE 1" | ZYPE PIPE 1"
Yes | OV11536 | 11/12/2015 | HYDRO | HYDROPURE TECH PHILS CORP. | PVC - F.V.A | FORMOSA VINYL ADHESIVE | 1 | 180 | FORMOSA VINYL ADHESIVE 410g | FORMOSA VINYL ADHESIVE 410g
Yes | OV11536 | 11/12/2015 | HYDRO | HYDROPURE TECH PHILS CORP. | PVC- TEFLON | TEFLON TAPE | 20 | 13 | TITANIUM TEFLON TAPE 3/4" | TITANIUM TEFLON TAPE 3/4"
Yes | OV11536 | 11/12/2015 | HYDRO | HYDROPURE TECH PHILS CORP. | PVC AP_PTN PLN_1 | AP PATENTE PLAIN 1" | 6 | 70 | ZYPE PATENTE PLAIN 1" | ZYPE PATENTE PLAIN 1"
Yes | OV11536 | 11/12/2015 | HYDRO | HYDROPURE TECH PHILS CORP. | PVC - BVALVE 1" | BALL VALVE 1" | 6 | 90 | ZYPE BALL VALVE 1" | ZYPE BALL VALVE 1"
Yes | OV11536 | 11/12/2015 | HYDRO | HYDROPURE TECH PHILS CORP. | PRE PG 100 AIR | PRESSURE GAUGE 100 PSI - AIR | 2 | 180 | PRESSURE GAUGE 100 PSI - AIR | PRESSURE GAUGE 100 PSI - AIR
Yes | OV11536 | 11/12/2015 | HYDRO | HYDROPURE TECH PHILS CORP. | PVC AP_TEE PLN_1 | AP TEE PLAIN 1" | 4 | 27 | ZYPE TEE PLAIN 1" | ZYPE TEE PLAIN 1"
Yes | OV11536 | 11/12/2015 | HYDRO | HYDROPURE TECH PHILS CORP. | PVC AP_MALE A_1 | AP MALE ADAPTOR 1" | 10 | 15 | ZYPE MALE ADAPTOR 1" | ZYPE MALE ADAPTOR 1"
Yes | OV11536 | 11/12/2015 | HYDRO | HYDROPURE TECH PHILS CORP. | PVC-ELB-TRD 3/4 | ELBOW THREADED 3/4 | 2 | 23 | ZYPE 90° ELBOW THREADED 3/4" | ZYPE 90° ELBOW THREADED 3/4"
Yes | OV11536 | 11/12/2015 | HYDRO | HYDROPURE TECH PHILS CORP. | PVC-ELB-TRD 1" | ELBOW THREADED 1" | 2 | 29 | ZYPE 90° ELBOW THREADED 1" | ZYPE 90° ELBOW THREADED 1"
Yes | OV11536 | 11/12/2015 | HYDRO | HYDROPURE TECH PHILS CORP. | PVC AP_COUP TRD_3/4 | AP COUPLING THREADED 3/4" | 4 | 12 | ZYPE COUPLING THREADED 3/4" | ZYPE COUPLING THREADED 3/4"
Yes | OV11536 | 11/12/2015 | HYDRO | HYDROPURE TECH PHILS CORP. | PVC AP_COUP TRD_1 | AP COUPLING THREADED 1" | 4 | 18 | ZYPE COUPLING THREADED 1" | ZYPE COUPLING THREADED 1"
Yes | OV11537 | 11/12/2015 | HYDRO | HYDROPURE TECH PHILS CORP. | PVC - BVALVE 1" | BALL VALVE 1" | 4 | 90 | ZYPE BALL VALVE 1" | ZYPE BALL VALVE 1"
Yes | OV11537 | 11/12/2015 | HYDRO | HYDROPURE TECH PHILS CORP. | PVC - P1/2 | PIPE 1/2 | 2 | 119 | ZYPE PIPE 1/2" | ZYPE PIPE 1/2"
Yes | OV11537 | 11/12/2015 | HYDRO | HYDROPURE TECH PHILS CORP. | PVC - P1 | PIPE 1" | 5 | 292 | ZYPE PIPE 1" | ZYPE PIPE 1"
Yes | OV11537 | 11/12/2015 | HYDRO | HYDROPURE TECH PHILS CORP. | PVC - F.V.A | FORMOSA VINYL ADHESIVE | 1 | 180 | FORMOSA VINYL ADHESIVE 410g | FORMOSA VINYL ADHESIVE 410g
Yes | OV11537 | 11/12/2015 | HYDRO | HYDROPURE TECH PHILS CORP. | PVC- TEFLON | TEFLON TAPE | 20 | 13 | TITANIUM TEFLON TAPE 3/4" | TITANIUM TEFLON TAPE 3/4"
Yes | OV11537 | 11/12/2015 | HYDRO | HYDROPURE TECH PHILS CORP. | PVC AP_PTN PLN_1/2 | AP PATENTE PLAIN 1/2" | 2 | 34 | ZYPE PATENTE PLAIN 1/2" | ZYPE PATENTE PLAIN 1/2"
Yes | OV11537 | 11/12/2015 | HYDRO | HYDROPURE TECH PHILS CORP. | PVC AP_PTN PLN_1 | AP PATENTE PLAIN 1" | 8 | 70 | ZYPE PATENTE PLAIN 1" | ZYPE PATENTE PLAIN 1"
Yes | OV11537 | 11/12/2015 | HYDRO | HYDROPURE TECH PHILS CORP. | PVC AP_90ELB PLN_3/4 | AP 90° ELBOW PLAIN 3/4" | 1 | 11 | ZYPE 90° ELBOW PLAIN 3/4" | ZYPE 90° ELBOW PLAIN 3/4"
Yes | OV11537 | 11/12/2015 | HYDRO | HYDROPURE TECH PHILS CORP. | PVC - OUT RED_3 | OUTSIDE REDUCER 1 x 3/4 | 2 | 14 | #N/A | OUTSIDE REDUCER 1 x 3/4
Yes | OV11537 | 11/12/2015 | HYDRO | HYDROPURE TECH PHILS CORP. | PVC - B MA3/4 | CLASS B - MALE ADAPTOR 3/4" | 1 | 10 | CLASS B - MALE ADAPTOR 3/4" | CLASS B - MALE ADAPTOR 3/4"
Yes | OV11537 | 11/12/2015 | HYDRO | HYDROPURE TECH PHILS CORP. | PRE PG 100 AIR | PRESSURE GAUGE 100 PSI - AIR | 3 | 180 | PRESSURE GAUGE 100 PSI - AIR | PRESSURE GAUGE 100 PSI - AIR
Yes | OV11537 | 11/12/2015 | HYDRO | HYDROPURE TECH PHILS CORP. | PVC AP_COUP THR_1/2x1/4 | AP COUPLING REDUCER THREADED 1/2" x 1/4" | 4 | 16 | ZYPE COUPLING REDUCER THREADED 1/2" x 1/4" | ZYPE COUPLING REDUCER THREADED 1/2" x 1/4"
Yes | OV11537 | 11/12/2015 | HYDRO | HYDROPURE TECH PHILS CORP. | PVC AP_IN RED_3/4x1/2 | AP INSIDE REDUCER 3/4" x 1/2" | 4 | 5 | ZYPE INSIDE REDUCER 3/4" x 1/2" | ZYPE INSIDE REDUCER 3/4" x 1/2"
Yes | OV11537 | 11/12/2015 | HYDRO | HYDROPURE TECH PHILS CORP. | PVC AP_IN RED_1x3/4 | AP INSIDE REDUCER 1" x 3/4" | 4 | 9 | ZYPE INSIDE REDUCER 1" x 3/4" | ZYPE INSIDE REDUCER 1" x 3/4"
Yes | OV11538 | 11/12/2015 | HYDRO | HYDROPURE TECH PHILS CORP. | PVC AP_TEE PLN_1 | AP TEE PLAIN 1" | 4 | 27 | ZYPE TEE PLAIN 1" | ZYPE TEE PLAIN 1"
Yes | OV11538 | 11/12/2015 | HYDRO | HYDROPURE TECH PHILS CORP. | PVC AP_MALE A_1 | AP MALE ADAPTOR 1" | 6 | 15 | ZYPE MALE ADAPTOR 1" | ZYPE MALE ADAPTOR 1"
Yes | OV11538 | 11/12/2015 | HYDRO | HYDROPURE TECH PHILS CORP. | PVC AP_COUP TRD_1 | AP COUPLING THREADED 1" | 4 | 18 | ZYPE COUPLING THREADED 1" | ZYPE COUPLING THREADED 1"
Yes | OV11538 | 11/12/2015 | HYDRO | HYDROPURE TECH PHILS CORP. | PVC AP_TEE PLN_1/2 | AP TEE PLAIN 1/2" | 2 | 10 | ZYPE TEE PLAIN 1/2" | ZYPE TEE PLAIN 1/2"
Yes | OV11538 | 11/12/2015 | HYDRO | HYDROPURE TECH PHILS CORP. | PVC AP_90ELB PLN_1/2 | AP 90° ELBOW PLAIN 1/2" | 8 | 8 | ZYPE 90° ELBOW PLAIN 1/2" | ZYPE 90° ELBOW PLAIN 1/2"
Yes | OV11538 | 11/12/2015 | HYDRO | HYDROPURE TECH PHILS CORP. | PVC AP_COUP TRD_1/2 | AP COUPLING THREADED 1/2" | 2 | 7 | ZYPE COUPLING THREADED 1/2" | ZYPE COUPLING THREADED 1/2"
Yes | OV11539 | 11/12/2015 | VE TING | VE TING MANUFACTURING CORP. | RF FBB-10u 2 | FILTER BAG 30"- PP10u (180*810) plastic ring | 2 | 250 | FILTER BAG 30"- PP10u (180*810) PLASTIC RING | FILTER BAG 30"- PP10u (180*810) PLASTIC RING
Yes | OV11539 | 11/12/2015 | VE TING | VE TING MANUFACTURING CORP. | FIL DGD2501 20BB-PT | PENTEK BB20 DGD 2501 | 6 | 650 | #N/A | PENTEK BB20 DGD 2501
Yes | OV11540 | 11/13/2015 | HAP CHAN | HAP CHAN RESTAURANT | FIL HYDRO 20BB | HYDROSEP 20BB - CARBON block filter | 1 | 1900 | HYDROSEP 20BB - CBF (carbon block filter) | HYDROSEP 20BB - CBF (carbon block filter)
Yes | OV11540 | 11/13/2015 | HAP CHAN | HAP CHAN RESTAURANT | FIL HYDRO 20BB-PP | HYDROSEP 20BB - 1 MICRON | 1 | 900 | #N/A | HYDROSEP 20BB - 1 MICRON
Yes | OV11542 | 11/16/2015 | WATERCORP | WATERCORP TECH., INC. |  | ABSOLUTE FILTER 20SL - 1.0mic. (499mm) | 7 | 0 | ABSOLUTE FILTER 20SL - 1.0 MICRON (499mm) | ABSOLUTE FILTER 20SL - 1.0 MICRON (499mm)
Yes | OV11542 | 11/16/2015 | WATERCORP | WATERCORP TECH., INC. |  | HYDROSEP 20SL - CARBON (w/O net inside) | 7 | 0 | #N/A | HYDROSEP 20SL - CARBON (w/O net inside)
Yes | OV11542 | 11/16/2015 | WATERCORP | WATERCORP TECH., INC. |  | HYDROSEP 20SL - 10 MICRON | 7 | 0 | #N/A | HYDROSEP 20SL - 10 MICRON
Yes | OV11543 | 11/12/2015 | Mechsys Ent. | MECHSYS ENTERPRISES | MF RESIN H-C100 | RESIN H-C 100 (new) | 68 | 1500 | HI-GRADE RESIN H-C 100 | HI-GRADE RESIN H-C 100
Yes | OV11543 | 11/12/2015 | Mechsys Ent. | MECHSYS ENTERPRISES | PUMP-TVP | TEKNA ELECTRONIC MATERIAL PUMP - AKS603NHP0800 | 5 | 11000 | TEKNA ELECTRONIC MATERIAL PUMP - AKS603NHP0800 | TEKNA ELECTRONIC MATERIAL PUMP - AKS603NHP0800
Yes | OV11543 | 11/12/2015 | Mechsys Ent. | MECHSYS ENTERPRISES | ACCS_AIR | H9909-1 AIRCHECK FOR BRINE TANK | 8 | 0 | H9909-1 AIRCHECK FOR BRINE TANK | H9909-1 AIRCHECK FOR BRINE TANK
Yes | OV11543 | 11/12/2015 | Mechsys Ent. | MECHSYS ENTERPRISES | HOSE 108_1 | HOSE 10 x 8 mm. BLUE color | 16 | 0 | TPUCO HOSE 10 x 8 mm. BLUE color (100 meter/roll) | TPUCO HOSE 10 x 8 mm. BLUE color (100 meter/roll)
Yes | OV11543 | 11/12/2015 | Mechsys Ent. | MECHSYS ENTERPRISES | FRP BT 80L | BRINE TANK 80L. (blue) | 8 | 1500 | BRINE TANK 80L. BLUE | BRINE TANK 80L. BLUE
Yes | OV11543 | 11/12/2015 | Mechsys Ent. | MECHSYS ENTERPRISES | FRP CT 40L | CHEMICAL TANK MC-40L (WHITE) | 8 | 1700 | CHEMICAL TANK MC-40L WHITE (round type) | CHEMICAL TANK MC-40L WHITE (round type)
Yes | OV11543 | 11/12/2015 | Mechsys Ent. | MECHSYS ENTERPRISES | ACCS_RTUBE | RISER TUBE ONLY (10x54) | 8 | 0 | RISER TUBE for 10 x 54 FRP | RISER TUBE for 10 x 54 FRP
Yes | OV11543 | 11/12/2015 | Mechsys Ent. | MECHSYS ENTERPRISES | ACCS_STSB | STRAINER H 2807 | 8 | 0 | #N/A | STRAINER H 2807
Yes | OV11543 | 11/12/2015 | Mechsys Ent. | MECHSYS ENTERPRISES | FRP 1354 WC | FRP 13" x 54" WAVE CYBER BEIGE (2.5") | 8 | 4200 | #N/A | FRP 13" x 54" WAVE CYBER BEIGE (2.5")
Yes | OV11543 | 11/12/2015 | Mechsys Ent. | MECHSYS ENTERPRISES | ACCS_STS | STRAINER H 2805 | 10 | 0 | #N/A | STRAINER H 2805
Yes | OV11543 | 11/12/2015 | Mechsys Ent. | MECHSYS ENTERPRISES | VH F63B3 | RUNXIN HEAD F63 SOFTENER B3 | 10 | 4600 | RUNXIN DIGITAL HEAD F63B3 SOFTENER (4m³/h) | RUNXIN DIGITAL HEAD F63B3 SOFTENER (4m³/h)
Yes | OV11544 | 11/14/2015 | FINE PURE | FINE PURE WATER STATION | ACCS_FS | FOOTSWITCH | 3 | 550 | SFMP-1 FOOT SWITCH | SFMP-1 FOOT SWITCH
Yes | OV11545 | 11/14/2015 | FINE PURE | FINE PURE WATER STATION |  | WATER TREATMENT EQUIPMENT AND ACCS. | 1 | 0 | #N/A | WATER TREATMENT EQUIPMENT AND ACCS.
Yes | OV11546 | 11/16/2015 | MATTEN | MATTEN TECHNOLOGIES INC. | VH_FLECK3150ST | FLECK VALVE HEAD 3150 SOFTENER (CHINA) | 1 | 46500 | FLECK VALVE HEAD 3150 SOFTENER (CHINA) | FLECK VALVE HEAD 3150 SOFTENER (CHINA)
Yes | OV11547 | 11/13/2015 | DMW | DMW SALES | ACCS_HEAT | HEAT GUN AP1600W model | 10 | 550 | HEAT GUN AP1600W model | HEAT GUN AP1600W model
Yes | OV11548 | 11/13/2015 | RUBEN | BARONTECH INDUSTRIAL CORP. | PRE FM110 Z-5065 | FLOWMETER TUBE 110 GPM (Z-5065) | 1 | 3825 | FLOWMETER TUBE 110 GPM (AQUA Z-5065) - 2*1/2" female thread | FLOWMETER TUBE 110 GPM (AQUA Z-5065) - 2*1/2" female thread
Yes | OV11548 | 11/13/2015 | RUBEN | BARONTECH INDUSTRIAL CORP. | FIL PRIME20SL-PP5 | PURE PRIME 20SL - 5 MICRON | 4 | 75 | PURE PRIME 20SL - 5 MICRON | PURE PRIME 20SL - 5 MICRON
Yes | OV11548 | 11/13/2015 | RUBEN | BARONTECH INDUSTRIAL CORP. | ACCS_SCREW1 | SCREW for SL HOUSING | 16 | 0 | SCREW FOR SL HOUSING | SCREW FOR SL HOUSING
Yes | OV11548 | 11/13/2015 | RUBEN | BARONTECH INDUSTRIAL CORP. | ACCS_SPNR SL T | SPANNER WRENCH SLIM 20" TAIWAN | 1 | 0 | (zero price) SPANNER WRENCH SLIM 20" TAIWAN (BLACK) | (zero price) SPANNER WRENCH SLIM 20" TAIWAN (BLACK)
Yes | OV11548 | 11/13/2015 | RUBEN | BARONTECH INDUSTRIAL CORP. | ACCS_BRAC ST | BRACKET STEEL TAIWAN (new) | 4 | 0 | BRACKET STEEL TAIWAN (NEW) | BRACKET STEEL TAIWAN (NEW)
Yes | OV11548 | 11/13/2015 | RUBEN | BARONTECH INDUSTRIAL CORP. | HOUSING SBHT_2 | SLIM BLUE HOUSING 20" npt 3/4" Taiwan | 4 | 800 | (bdle) SLIM BLUE HOUSING 20" npt 3/4" TAIWAN w/ ACCS. | (bdle) SLIM BLUE HOUSING 20" npt 3/4" TAIWAN w/ ACCS.
Yes | OV11549 | 11/13/2015 | EARTH | EARTH 20 WATER STATION | FIL DGD2501 20BB-PT | PENTEK BB20 DGD 2501 | 3 | 580 | #N/A | PENTEK BB20 DGD 2501
Yes | OV11549 | 11/13/2015 | EARTH | EARTH 20 WATER STATION | FIL DGD5005 20BB-PT | PENTEK BB20 DGD 5005 | 2 | 580 | #N/A | PENTEK BB20 DGD 5005
Yes | OV11549 | 11/13/2015 | EARTH | EARTH 20 WATER STATION | PUMP-APC 2 | AUTOMATIC PRESS CONTROL (MAC 02) | 2 | 1500 | MAZAKI AUTOMATIC PRESS CONTROL (MAC 02) | MAZAKI AUTOMATIC PRESS CONTROL (MAC 02)
Yes | OV11549 | 11/13/2015 | EARTH | EARTH 20 WATER STATION | FIL EP 20BB | PENTEK EP - 20 BB | 2 | 2700 | PENTEK EP - 20 BB | PENTEK EP - 20 BB
Yes | OV11549 | 11/13/2015 | EARTH | EARTH 20 WATER STATION | FIL NB WP5 - 40SL | PUREGEN 40SL - WP 5 MICRON | 50 | 240 | #N/A | PUREGEN 40SL - WP 5 MICRON
Yes | OV11549 | 11/13/2015 | EARTH | EARTH 20 WATER STATION | PVC - C -711-32OZ. | PVC 711 CEMENT 32oz. | 2 | 1000 | WELD-ON PVC 711 CEMENT 32oz. | WELD-ON PVC 711 CEMENT 32oz.
Yes | OV11549 | 11/13/2015 | EARTH | EARTH 20 WATER STATION | PVC - FLG 2" | FLANGE 2" | 2 | 290 | ZYPE FLANGE 2" | ZYPE FLANGE 2"
Yes | OV11549 | 11/13/2015 | EARTH | EARTH 20 WATER STATION | PVC AP_90ELB PLN_2 | AP 90° ELBOW PLAIN 2" | 4 | 87 | ZYPE 90° ELBOW PLAIN 2" | ZYPE 90° ELBOW PLAIN 2"
Yes | OV11550 | 11/13/2015 | EXCEL CHEM | EXCEL CHEMICAL TECHNOLOGIES INC. | PVC - P2 | PIPE 2" | 2 | 775 | ZYPE PIPE 2" | ZYPE PIPE 2"
Yes | OV11550 | 11/13/2015 | EXCEL CHEM | EXCEL CHEMICAL TECHNOLOGIES INC. | PVC AP_DUBV_2 | AP DOUBLE UNION BALL VALVE 2" | 5 | 888 | ZYPE DOUBLE UNION BALL VALVE 2" | ZYPE DOUBLE UNION BALL VALVE 2"
Yes | OV11550 | 11/13/2015 | EXCEL CHEM | EXCEL CHEMICAL TECHNOLOGIES INC. | PVC - FLG 2" | FLANGE 2" | 2 | 233 | ZYPE FLANGE 2" | ZYPE FLANGE 2"
Yes | OV11550 | 11/13/2015 | EXCEL CHEM | EXCEL CHEMICAL TECHNOLOGIES INC. | PVC - C-711-0.5L | PVC 711 CEMENT | 1 | 500 | WELD-ON PVC 711 CEMENT 16oz. | WELD-ON PVC 711 CEMENT 16oz.
Yes | OV11550 | 11/13/2015 | EXCEL CHEM | EXCEL CHEMICAL TECHNOLOGIES INC. | PVC AP_90ELB PLN_2 | AP 90° ELBOW PLAIN 2" | 8 | 87 | ZYPE 90° ELBOW PLAIN 2" | ZYPE 90° ELBOW PLAIN 2"
Yes | OV11550 | 11/13/2015 | EXCEL CHEM | EXCEL CHEMICAL TECHNOLOGIES INC. | PVC AP_TEE PLN_2 | AP TEE PLAIN 2" | 6 | 146 | ZYPE TEE PLAIN 2" | ZYPE TEE PLAIN 2"
Yes | OV11552 | 11/13/2015 | EARTH | EARTH 20 WATER STATION | FIL DGD5005 20BB-PT | PENTEK BB20 DGD 5005 Dual Gradient Density | 1 | 580 | PENTEK BB20 DGD 5005 (dual gradient density) | PENTEK BB20 DGD 5005 (dual gradient density)
Yes | OV11552 | 11/13/2015 | EARTH | EARTH 20 WATER STATION | FIL DGD2501 20BB-PT | PENTEK BB20 DGD 2501 Dual Gradient Density | 1 | 580 | PENTEK BB20 DGD 2501 (dual gradient density) | PENTEK BB20 DGD 2501 (dual gradient density)
Yes | OV11553 | 11/13/2015 | FIRST BORN | FIRST BORN INDUSTRIAL SUPPLY | FIL WC 10SL-CBF | WATERCHECK 10SL - CBF | 20 | 140 | #N/A | WATERCHECK 10SL - CBF
Yes | OV11554 | 11/13/2015 | MINGUILLAN | MINGUILLAN WATER STATION | MEM_EPJ | ESPA 4 - JAPAN | 1 | 12500 | HYDRONOUTICS ESPA 4 - JAPAN | HYDRONOUTICS ESPA 4 - JAPAN
Yes | OV11555 | 11/13/2015 | AYCOM | AYCOM WATERWORKS | NIP_CS1/2 | COUPLING REDUCER STAINLESS 1/2 X 1/4 | 10 | 60 | BUSHING REDUCER M-F 1/2" x 1/4" HEX PIPE STAINLESS | BUSHING REDUCER M-F 1/2" x 1/4" HEX PIPE STAINLESS
Yes | OV11555 | 11/13/2015 | AYCOM | AYCOM WATERWORKS | ACCS_HEAT | HEAT GUN AP1600W model | 20 | 550 | HEAT GUN AP1600W model | HEAT GUN AP1600W model
Yes | OV11555 | 11/13/2015 | AYCOM | AYCOM WATERWORKS | ACCS_FLCR | RADAR FLUID LEVEL CONTROLLER | 6 | 280 | ST-70AB RADAR FLUID LEVEL CONTROLLER | ST-70AB RADAR FLUID LEVEL CONTROLLER
Yes | OV11555 | 11/13/2015 | AYCOM | AYCOM WATERWORKS | UV LAMP 12GPM (AB) | ULTRA VIOLET LAMP 12 GPM - (aqua-b) | 1 | 2000 | ULTRA VIOLET AQUA-B LAMP 12 GPM (43W) | ULTRA VIOLET AQUA-B LAMP 12 GPM (43W)
Yes | OV11555 | 11/13/2015 | AYCOM | AYCOM WATERWORKS | CARTRIDGE_12 EUR T3S | EUREKA T3S 10" (triple cartridge) | 2 | 1980 | EUREKA EWPS-3S T3S 10" | EUREKA EWPS-3S T3S 10"
Yes | OV11556 | 11/13/2015 | SNAS | SNASCHEM ENTERPRISES | PRE PG 150 PANNEL | PRESSURE GAUGE 150 PSI - PANNEL | 1 | 450 | PRESSURE GAUGE 150 PSI - PANNEL | PRESSURE GAUGE 150 PSI - PANNEL
Yes | OV11556 | 11/13/2015 | SNAS | SNASCHEM ENTERPRISES | PVC - UTEC 500 | UTEC PVC CLEAR CEMENT 500ml | 1 | 108 | #N/A | UTEC PVC CLEAR CEMENT 500ml
Yes | OV11556 | 11/13/2015 | SNAS | SNASCHEM ENTERPRISES | PVC - ECAP 1" | ENDCAP 1" | 1 | 10 | ZYPE END CAP 1" | ZYPE END CAP 1"
Yes | OV11556 | 11/13/2015 | SNAS | SNASCHEM ENTERPRISES | PVC - OUT RED_6 | OUTSIDE REDUCER 1*1/2 X 1" | 1 | 38 | #N/A | OUTSIDE REDUCER 1*1/2 X 1"
Yes | OV11556 | 11/13/2015 | SNAS | SNASCHEM ENTERPRISES | PVC - COUP_TRD 1x1/2 | COUPLING THREADED 1*1/2 | 1 | 77 | #N/A | COUPLING THREADED 1*1/2
Yes | OV11557 | 11/13/2015 | MANUEL MJ | MARWIN JASPER MANUEL | PUMP ATS550 | AQUA TEDELA ATS-550 3/4hp (0.55kw) | 1 | 3800 | AQUA TEDELA ATS-550 3/4hp (0.55kw) | AQUA TEDELA ATS-550 3/4hp (0.55kw)
Yes | OV11558 | 11/13/2015 | MEGATECH | MEGATECH MULTI RESOURCES CORP. | PVC AP_MALE A_3 | AP MALE ADAPTOR 3" | 8 | 551 | ZYPE MALE ADAPTOR 3" | ZYPE MALE ADAPTOR 3"
Yes | OV11559 | 11/13/2015 | SHELL RETIRO | SHELL RETIRO SERVICE STATION | CARTRIDGE_10 EWF-50 | EMPRESS D2S 10" (dual cartridge) | 1 | 2200 | EMPRESS EWF-50 D2S 10" | EMPRESS EWF-50 D2S 10"
Yes | OV11560 | 11/13/2015 | SHELL MARIA CLARA | SHELL MARIA CLARA | CARTRIDGE_10 EWF-50 | EMPRESS D2S 10" (dual cartridge) | 1 | 2200 | EMPRESS EWF-50 D2S 10" | EMPRESS EWF-50 D2S 10"
Yes | OV11561 | 11/13/2015 | SHELL KALIRAYA | SHELL KALIRAYA | CARTRIDGE_16 | EMPRESS S2S 10" CARTRIDGE (single) | 1 | 1000 | EMPRESS EWF-10 S2S 10" | EMPRESS EWF-10 S2S 10"
Yes | OV11562 | 11/13/2015 | SHELL BALER | SHELL - BALER | CARTRIDGE_16 | EMPRESS S2S 10" CARTRIDGE (single) | 1 | 1000 | EMPRESS EWF-10 S2S 10" | EMPRESS EWF-10 S2S 10"
Yes | OV11563 | 11/13/2015 | SHELL DEL MONTE | SHELL - DEL MONTE | CARTRIDGE_16 | EMPRESS S2S 10" CARTRIDGE (single) | 1 | 1000 | EMPRESS EWF-10 S2S 10" | EMPRESS EWF-10 S2S 10"
Yes | OV11564 | 11/13/2015 | OCEANTECH | OCEANTECH | JAC_CONN 2588 | JACO FIBRA 2588 (1/2"x1/2") 220psi | 4 | 96 | JACO FIBRA 2588 - 1/2mm x 1/2" female straight (US 220psi) | JACO FIBRA 2588 - 1/2mm x 1/2" female straight (US 220psi)
Yes | OV11565 | 11/13/2015 | ALPHABUILT | ALPHABUILT MERCHANTILL CORP. |  | AP 90° ELBOW PLAIN 1*1/2" | 8 | 0 | ZYPE 90° ELBOW PLAIN 1*1/2" | ZYPE 90° ELBOW PLAIN 1*1/2"
Yes | OV11566 | 11/16/2015 | CLEAR WATER | CLEAR WATER SYSTEMS PHILIPPINES | FIL PS1-20C | PENTEK brand 20SL - 1 MICRON Sediment Filter | 125 | 160 | PENTEK 20SL - 1 MICRON (sediment filter) | PENTEK 20SL - 1 MICRON (sediment filter)
Yes | OV11567 | 11/13/2015 | 99 COM | 99 COMMERCIAL INC. | ACCS_TDS LTHR | TDS METER w/ LEATHER CASE | 4 | 900 | HM-3 TDS METER w/ LEATHER CASE | HM-3 TDS METER w/ LEATHER CASE
Yes | OV11567 | 11/13/2015 | 99 COM | 99 COMMERCIAL INC. | UV LAMP 12 | ULTRA VIOLET LAMP 12 GPM (40w) | 1 | 2800 | ULTRA VIOLET WONDER LAMP 12 GPM (40W) | ULTRA VIOLET WONDER LAMP 12 GPM (40W)
Yes | OV11568 | 11/17/2015 | MTEC | MTEC Water Treatment Tech. | ACCS_SH1206 | STRAINER H-1206 (half thread) | 1 | 200 | STRAINER H 1206 GRAY (HALF THREAD) | STRAINER H 1206 GRAY (HALF THREAD)
Yes | OV11568 | 11/17/2015 | MTEC | MTEC Water Treatment Tech. | ACCS_SH1206B | STRAINER H-1206 (full thread) | 1 | 200 | STRAINER H 1206 YELLOW (FULL THREAD) | STRAINER H 1206 YELLOW (FULL THREAD)
Yes | OV11569 | 11/17/2015 | HYDROCARE | HYDROCARE SYSTEM TECHNOLOGY CORPORATION | ROS_SSM | STAINLESS SKID MACHINE | 1 | 12000 | #N/A | STAINLESS SKID MACHINE
Yes | OV11570 | 11/17/2015 | UY RODOLFO | RODOLFO UY |  | ULTRA VIOLET SET 2 GPM | 1 | 0 | ULTRA VIOLET WONDER SET 2 GPM W-120 | ULTRA VIOLET WONDER SET 2 GPM W-120
Yes | OV11570 | 11/17/2015 | UY RODOLFO | RODOLFO UY |  | EMPRESS ST-50 - EWF-200 R.O SYSTEM | 1 | 0 | EMPRESS EWF-200 R.O SYSTEM ST-50 | EMPRESS EWF-200 R.O SYSTEM ST-50
Yes | OV11571 | 11/13/2015 | KELLITECH | KELLITECH IMPORT & EXPORT CORPORATION | VH F75 | RUNXIN HEAD F75 Ai SEDIMENT 4" | 4 | 9500 | RUNXIN DIGITAL HEAD F75A1 SEDIMENT 4" (10m³/h) | RUNXIN DIGITAL HEAD F75A1 SEDIMENT 4" (10m³/h)
Yes | OV11572 | 11/13/2015 | BLUE ABYSS | ACQUATEK TRADING | SP_CONNF602 | PUSH FITTING SPLF 6 - 02 (6mm.x1/4) female elbow | 5 | 60 | PUSH FITTING SPLF 6 - 02 (6mm.x1/4) female elbow | PUSH FITTING SPLF 6 - 02 (6mm.x1/4) female elbow
Yes | OV11572 | 11/13/2015 | BLUE ABYSS | ACQUATEK TRADING | PVC - BVALVE 1" | BALL VALVE 1" | 5 | 106 | ZYPE BALL VALVE 1" | ZYPE BALL VALVE 1"
Yes | OV11572 | 11/13/2015 | BLUE ABYSS | ACQUATEK TRADING | PVC AP_COUP PLN_1/2 | AP COUPLING PLAIN 1/2" | 10 | 6 | ZYPE COUPLING PLAIN 1/2" | ZYPE COUPLING PLAIN 1/2"
Yes | OV11572 | 11/13/2015 | BLUE ABYSS | ACQUATEK TRADING | PVC AP_COUP PLN_3/4 | AP COUPLING PLAIN 3/4" | 20 | 9 | ZYPE COUPLING PLAIN 3/4" | ZYPE COUPLING PLAIN 3/4"
Yes | OV11572 | 11/13/2015 | BLUE ABYSS | ACQUATEK TRADING | PVC AP_COUP PLN_1 | AP COUPLING PLAIN 1" | 20 | 14 | ZYPE COUPLING PLAIN 1" | ZYPE COUPLING PLAIN 1"
Yes | OV11572 | 11/13/2015 | BLUE ABYSS | ACQUATEK TRADING | PVC AP_IN RED_3/4x1/2 | AP INSIDE REDUCER 3/4" x 1/2" | 20 | 6 | ZYPE INSIDE REDUCER 3/4" x 1/2" | ZYPE INSIDE REDUCER 3/4" x 1/2"
Yes | OV11572 | 11/13/2015 | BLUE ABYSS | ACQUATEK TRADING | PVC AP_IN RED_1x3/4 | AP INSIDE REDUCER 1" x 3/4" | 20 | 10 | ZYPE INSIDE REDUCER 1" x 3/4" | ZYPE INSIDE REDUCER 1" x 3/4"
Yes | OV11572 | 11/13/2015 | BLUE ABYSS | ACQUATEK TRADING | PVC AP_PTN PLN_1*1/4 | AP PATENTE PLAIN 1*1/4 | 2 | 122 | ZYPE PATENTE PLAIN 1*1/4" | ZYPE PATENTE PLAIN 1*1/4"
Yes | OV11572 | 11/13/2015 | BLUE ABYSS | ACQUATEK TRADING | PVC AP_PTN PLN_1/2 | AP PATENTE PLAIN 1/2" | 10 | 40 | ZYPE PATENTE PLAIN 1/2" | ZYPE PATENTE PLAIN 1/2"
Yes | OV11572 | 11/13/2015 | BLUE ABYSS | ACQUATEK TRADING | PVC AP_90ELB PLN_1 | AP 90° ELBOW PLAIN 1" | 20 | 21 | ZYPE 90° ELBOW PLAIN 1" | ZYPE 90° ELBOW PLAIN 1"
Yes | OV11572 | 11/13/2015 | BLUE ABYSS | ACQUATEK TRADING | PVC AP_90ELB PLN_1/2 | AP 90° ELBOW PLAIN 1/2" | 20 | 9 | ZYPE 90° ELBOW PLAIN 1/2" | ZYPE 90° ELBOW PLAIN 1/2"
Yes | OV11573 | 11/13/2015 | AQUALITY | JL DIAL MED TRADING CO. | SP_FSPCF1/4" | FITTING STAINLESS SPCF 1/4" (4x7.5) fm. Str. Thrd. | 1 | 60 | FITTING STAINLESS SPCF 1/4" (4x7.5) female straight | FITTING STAINLESS SPCF 1/4" (4x7.5) female straight
Yes | OV11573 | 11/13/2015 | AQUALITY | JL DIAL MED TRADING CO. | SP_FSPLF1/4" | FITTING STAINLESS SPLF 1/4" (4x7.5) fm. Elb. Thrd. | 1 | 60 | FITTING STAINLESS SPLF 1/4" (4x7.5) female elbow | FITTING STAINLESS SPLF 1/4" (4x7.5) female elbow
Yes | OV11573 | 11/13/2015 | AQUALITY | JL DIAL MED TRADING CO. | PVC AP_TEE PLN_1/2 | AP TEE PLAIN 1/2" | 2 | 14 | ZYPE TEE PLAIN 1/2" | ZYPE TEE PLAIN 1/2"
Yes | OV11573 | 11/13/2015 | AQUALITY | JL DIAL MED TRADING CO. | PVC AP_MALE A_1 | AP MALE ADAPTOR 1" | 8 | 22 | ZYPE MALE ADAPTOR 1" | ZYPE MALE ADAPTOR 1"
Yes | OV11573 | 11/13/2015 | AQUALITY | JL DIAL MED TRADING CO. | PPR- F ADP3/4 | PPR FEMALE ADAPTOR 3/4 | 2 | 144 | PPR FEMALE ADAPTOR 3/4" | PPR FEMALE ADAPTOR 3/4"
Yes | OV11574 | 11/13/2015 | EZITECH | ORCA APPLIED ENGINEERING SOLUTIONS CORP. | ACCS_PUSHGT | PUSH BOTTON SWITCH GREEN (titanium series) | 1 | 150 | LA38-11 PUSH BOTTON SWITCH GREEN (titanium series) | LA38-11 PUSH BOTTON SWITCH GREEN (titanium series)
Yes | OV11576 | 11/13/2015 | EZITECH | ORCA APPLIED ENGINEERING SOLUTIONS CORP. | PVC AP_90ELB PLN_1/2 | AP 90° ELBOW PLAIN 1/2" | 20 | 8 | ZYPE 90° ELBOW PLAIN 1/2" | ZYPE 90° ELBOW PLAIN 1/2"
Yes | OV11576 | 11/13/2015 | EZITECH | ORCA APPLIED ENGINEERING SOLUTIONS CORP. | PVC AP_MPT_1 | AP MALE PATENTE THREADED 1" | 6 | 108 | ZYPE MALE PATENTE THREADED 1" | ZYPE MALE PATENTE THREADED 1"
Yes | OV11576 | 11/13/2015 | EZITECH | ORCA APPLIED ENGINEERING SOLUTIONS CORP. | PVC AP_MPT_3/4 | AP MALE PATENTE THREADED 3/4" | 5 | 67 | ZYPE MALE PATENTE THREADED 3/4" | ZYPE MALE PATENTE THREADED 3/4"
Yes | OV11577 | 11/13/2015 | HI-PRECISION | HI-PRECISION DIAGNOSTICS | FIL HYDRO 10PP_1 | HYDROSEP 10SL - 5 MICRON | 1 | 85 | #N/A | HYDROSEP 10SL - 5 MICRON
Yes | OV11578 | 11/14/2015 | ACE WATER SPA | ACE WATER SPA | FIL PRIME10SL-PP5 | PURE PRIME 10SL - 5 MICRON | 5 | 80 | PURE PRIME 10SL - 5 MICRON | PURE PRIME 10SL - 5 MICRON
Yes | OV11578 | 11/14/2015 | ACE WATER SPA | ACE WATER SPA | FIL PRIME CBF10SL | PURE PRIME 10SL - CARBON Filter | 1 | 350 | PURE PRIME 10SL - CARBON Filter | PURE PRIME 10SL - CARBON Filter
Yes | OV11578 | 11/14/2015 | ACE WATER SPA | ACE WATER SPA | FIL CCK(UDF10"-B)SL | CCK BLUE PLUMP GAC CARTRIDGE UDF10"-SL | 1 | 380 | CCK BLUE PLUMP GAC CARTRIDGE UDF10"-SL | CCK BLUE PLUMP GAC CARTRIDGE UDF10"-SL
Yes | OV11579 | 11/14/2015 | SHALOM | SHALOM WATER STATION c/o DARYL CHUA | FIL HYDRO 10SL CBF | HYDROSEP 10SL - CBF | 5 | 285 | #N/A | HYDROSEP 10SL - CBF
Yes | OV11579 | 11/14/2015 | SHALOM | SHALOM WATER STATION c/o DARYL CHUA | FIL HYDRO 10PP_1 | HYDROSEP 10SL - 5 MICRON | 2 | 70 | #N/A | HYDROSEP 10SL - 5 MICRON
Yes | OV11580 | 11/14/2015 | RUBEN | BARONTECH INDUSTRIAL CORP. | FIL SF1005op | PUREGEN 10SL - 10 MICRON | 10 | 45 | #N/A | PUREGEN 10SL - 10 MICRON
Yes | OV11580 | 11/14/2015 | RUBEN | BARONTECH INDUSTRIAL CORP. | FILAB 20-0.22 | ABSOLUTE FILTER 20SL - 0.2mic. (499mm) | 4 | 920 | ABSOLUTE FILTER 20SL - 0.2 MICRON (499mm) | ABSOLUTE FILTER 20SL - 0.2 MICRON (499mm)
Yes | OV11580 | 11/14/2015 | RUBEN | BARONTECH INDUSTRIAL CORP. | FILAB 20-1.0 | ABSOLUTE FILTER 20SL - 1.0mic. (499mm) | 8 | 840 | ABSOLUTE FILTER 20SL - 1.0 MICRON (499mm) | ABSOLUTE FILTER 20SL - 1.0 MICRON (499mm)
Yes | OV11581 | 11/14/2015 | HEMOTEK | HEMOTEK RENAL CENTER, INC. | HOSE 1/4 B | HOSE R.O TUBING 1/4 BLUE color | 1 | 40 | CCK R.O TUBING HOSE 1/4" BLUE color (300 meter/roll) | CCK R.O TUBING HOSE 1/4" BLUE color (300 meter/roll)
Yes | OV11581 | 11/14/2015 | HEMOTEK | HEMOTEK RENAL CENTER, INC. | SP_CONNF602 | PUSH FITTING SPLF 6 - 02 (6mm.x1/4) female elbow | 2 | 60 | PUSH FITTING SPLF 6 - 02 (6mm.x1/4) female elbow | PUSH FITTING SPLF 6 - 02 (6mm.x1/4) female elbow
Yes | OV11581 | 11/14/2015 | HEMOTEK | HEMOTEK RENAL CENTER, INC. | SP_CONN C602 | PUSH FITTING SPC 6 - 02 (6mm.x1/4) straight snap | 2 | 60 | PUSH FITTING SPC 6 - 02 (6mm.x1/4) straight snap | PUSH FITTING SPC 6 - 02 (6mm.x1/4) straight snap
Yes | OV11582 | 11/14/2015 | AQUA BANK | CL8 TRADING & WATER FILTRATION SERVICES | JACO(Z-4044) | JACO Z-4044 1/4"x1/4" male elbow conn. (taiwan) | 12 | 80 | JACO Z-4044 - 1/4" x 1/4" male elbow connector (taiwan) | JACO Z-4044 - 1/4" x 1/4" male elbow connector (taiwan)
Yes | OV11582 | 11/14/2015 | AQUA BANK | CL8 TRADING & WATER FILTRATION SERVICES | PVC - P 1x1/2 | PIPE 1*1/2 | 6 | 580 | ZYPE PIPE 1*1/2" | ZYPE PIPE 1*1/2"
Yes | OV11582 | 11/14/2015 | AQUA BANK | CL8 TRADING & WATER FILTRATION SERVICES | PVC - COUP_TRD 1x1/2 | COUPLING THREADED 1*1/2 | 3 | 91 | #N/A | COUPLING THREADED 1*1/2
Yes | OV11582 | 11/14/2015 | AQUA BANK | CL8 TRADING & WATER FILTRATION SERVICES | PVC AP_MALE A_1*1/2 | AP MALE ADAPTOR 1*1/2" | 10 | 39 | ZYPE MALE ADAPTOR 1*1/2" | ZYPE MALE ADAPTOR 1*1/2"
Yes | OV11582 | 11/14/2015 | AQUA BANK | CL8 TRADING & WATER FILTRATION SERVICES | PVC AP_PTN PLN_1*1/2 | AP PATENTE PLAIN 1*1/2 | 14 | 230 | ZYPE PATENTE PLAIN 1*1/2" | ZYPE PATENTE PLAIN 1*1/2"
Yes | OV11582 | 11/14/2015 | AQUA BANK | CL8 TRADING & WATER FILTRATION SERVICES | PVC AP_90ELB PLN_1*1/2 | AP 90° ELBOW PLAIN 1*1/2" | 15 | 53 | ZYPE 90° ELBOW PLAIN 1*1/2" | ZYPE 90° ELBOW PLAIN 1*1/2"
Yes | OV11582 | 11/14/2015 | AQUA BANK | CL8 TRADING & WATER FILTRATION SERVICES | PVC - INS RED_10 | INSIDE REDUCER 1*1/2 x 1 | 6 | 45 | ZYPE INSIDE REDUCER 1*1/2" x 1" | ZYPE INSIDE REDUCER 1*1/2" x 1"
Yes | OV11582 | 11/14/2015 | AQUA BANK | CL8 TRADING & WATER FILTRATION SERVICES | PVC AP_PTN PLN_1 | AP PATENTE PLAIN 1" | 6 | 82 | ZYPE PATENTE PLAIN 1" | ZYPE PATENTE PLAIN 1"
Yes | OV11582 | 11/14/2015 | AQUA BANK | CL8 TRADING & WATER FILTRATION SERVICES | PVC AP_MALE A_1 | AP MALE ADAPTOR 1" | 6 | 18 | ZYPE MALE ADAPTOR 1" | ZYPE MALE ADAPTOR 1"
Yes | OV11582 | 11/14/2015 | AQUA BANK | CL8 TRADING & WATER FILTRATION SERVICES | JACO(Z-2544) | JACO Z-2544 1/4" female straight conn.(taiwan) | 12 | 85 | JACO Z-2544 - 1/4mm x 1/4" female straight connector (taiwan) | JACO Z-2544 - 1/4mm x 1/4" female straight connector (taiwan)
Yes | OV11582 | 11/14/2015 | AQUA BANK | CL8 TRADING & WATER FILTRATION SERVICES | JACO(Z-1044) | JACO Z-1044 1/4"x1/4" male straight conn. (taiwan) | 12 | 80 | JACO Z-1044 - 1/4mm x 1/4" male straight connector (taiwan) | JACO Z-1044 - 1/4mm x 1/4" male straight connector (taiwan)
Yes | OV11583 | 11/14/2015 | ESTILLORE F. | CRISTINA ESTILLORE | EWD MITSU 2 | EUREKA MITSUTECH HOT & COLD (MWD-132) big | 1 | 3500 | EUREKA MITSUTECH HOT & COLD (MWD-132) | EUREKA MITSUTECH HOT & COLD (MWD-132)
Yes | OV11584G | 11/14/2015 | ESTILLORE F. | CRISTINA ESTILLORE | GAL_RND | ROUND CONTAINER 5 GALLON | 40 | 117 | ROUND CONTAINER 5 GALLON | ROUND CONTAINER 5 GALLON
Yes | OV11584G | 11/14/2015 | ESTILLORE F. | CRISTINA ESTILLORE | GAL_SLIM | SLIM CONTAINER 5 GALLON | 20 | 125 | SLIM CONTAINER 5 GALLON | SLIM CONTAINER 5 GALLON
Yes | OV11585 | 11/14/2015 | AQUAMEGA - DON ANTONIO | AQUAMEGA - DON ANTONIO | PUMP-APC 2 | AUTOMATIC PRESS CONTROL (MAC 02) | 1 | 2000 | MAZAKI AUTOMATIC PRESS CONTROL (MAC 02) | MAZAKI AUTOMATIC PRESS CONTROL (MAC 02)
Yes | OV11585 | 11/14/2015 | AQUAMEGA - DON ANTONIO | AQUAMEGA - DON ANTONIO | PUMP ATS1000 | AQUA TEDELA ATS-1000 1.3hp (1kw) | 1 | 4600 | AQUA TEDELA ATS-1000 1.3hp (1kw) | AQUA TEDELA ATS-1000 1.3hp (1kw)
Yes | OV11586 | 11/17/2015 | SOURCE TRUST | SOURCE TRUST INDUSTRIAL ENTERPRISES |  | AQUA TEDELA ATS-1000 1.3hp (1kw) | 1 | 0 | AQUA TEDELA ATS-1000 1.3hp (1kw) | AQUA TEDELA ATS-1000 1.3hp (1kw)
Yes | OV11587 | 11/17/2015 | MECHCHEM | MECHCHEM ENTERPRISES | FIL HYDRO 10PP_1 | HYDROSEP 10SL - 1 MICRON | 1 | 50 | #N/A | HYDROSEP 10SL - 1 MICRON
Yes | OV11587 | 11/17/2015 | MECHCHEM | MECHCHEM ENTERPRISES | FIL HYDRO 10BB-PP | HYDROSEP 10BB - 5 MICRON | 20 | 300 | #N/A | HYDROSEP 10BB - 5 MICRON
Yes | OV11587 | 11/17/2015 | MECHCHEM | MECHCHEM ENTERPRISES | FIL HYDRO 10SL CBF | HYDROSEP 10SL - CBF | 31 | 235 | #N/A | HYDROSEP 10SL - CBF
Yes | OV11587 | 11/17/2015 | MECHCHEM | MECHCHEM ENTERPRISES | UV LAMP 12 | ULTRA VIOLET LAMP 12 GPM (40w) | 1 | 2600 | ULTRA VIOLET WONDER LAMP 12 GPM (40W) | ULTRA VIOLET WONDER LAMP 12 GPM (40W)
Yes | OV11588 | 11/17/2015 | MTEC | MTEC Water Treatment Tech. | ACCS_H DI | FRP ADAPTER H9902 -1 Top & Bottom Tank Head 4.5" | 8 | 0 | H9902-1 FRP ADAPTER for 12" x 52" DI TANK | H9902-1 FRP ADAPTER for 12" x 52" DI TANK
Yes | OV11588 | 11/17/2015 | MTEC | MTEC Water Treatment Tech. | ACCS_STRT(4.5) | STRAINER FOR DI TANK (TOP ONLY) | 8 | 0 | 50112 TOP STRAINER for 12"x52" DI TANK | 50112 TOP STRAINER for 12"x52" DI TANK
Yes | OV11588 | 11/17/2015 | MTEC | MTEC Water Treatment Tech. | ACCS_RTUBEDI | RISER TUBE for DI TANK (12x52) | 8 | 0 | RISER TUBE for DI TANK (12x52) p/n: 50089 | RISER TUBE for DI TANK (12x52) p/n: 50089
Yes | OV11588 | 11/17/2015 | MTEC | MTEC Water Treatment Tech. | ACCS_STRB(4.5) | STRAINER FOR DI TANK (BOTTOM ONLY) | 8 | 0 | 50113 BOTTOM STRAINER for 12"x52" DI TANK | 50113 BOTTOM STRAINER for 12"x52" DI TANK
Yes | OV11588 | 11/17/2015 | MTEC | MTEC Water Treatment Tech. | ACCS_QC2 | QC-2 half male quick-connect coupling | 16 | 0 | QC-2 HALF MALE QUICK-CONNECT COUPLING (p/n: 10372) | QC-2 HALF MALE QUICK-CONNECT COUPLING (p/n: 10372)
Yes | OV11588 | 11/17/2015 | MTEC | MTEC Water Treatment Tech. | ACCS_QC8 | QC-8 half female quick-connect coupling | 16 | 0 | QC-8 HALF FEMALE QUICK-CONNECT COUPLING (p/n: 10382) | QC-8 HALF FEMALE QUICK-CONNECT COUPLING (p/n: 10382)
Yes | OV11588 | 11/17/2015 | MTEC | MTEC Water Treatment Tech. | FRP 1252DI | FRP TANK 12" x 52" WAVE CYBER BEIGE - DI TANK | 8 | 8500 | (bdle) FRP TANK 12" x 52" (-4.5T) D.I TANK WAVE CYBER BEIGE color w/ ACCS. | (bdle) FRP TANK 12" x 52" (-4.5T) D.I TANK WAVE CYBER BEIGE color w/ ACCS.
Yes | OV11589 | 11/17/2015 | HYDROCARE | HYDROCARE SYSTEM TECHNOLOGY CORPORATION | FIL DGD5005 20BB-PT | PENTEK BB20 DGD 5005 | 6 | 600 | #N/A | PENTEK BB20 DGD 5005
Yes | OV11590 | 11/17/2015 | HYDROTREAT | HYDROTREAT SYSTEM TECH., INC. | FIL HYDRO 20SL CBF(WO) | HYDROSEP 20SL - CARBON (w/O net inside) | 10 | 550 | #N/A | HYDROSEP 20SL - CARBON (w/O net inside)
Yes | OV11591 | 11/16/2015 | WATERCORP | WATERCORP TECH., INC. | FILAB 20-1.0 | ABSOLUTE FILTER 20SL - 1.0mic. (499mm) | 7 | 840 | ABSOLUTE FILTER 20SL - 1.0 MICRON (499mm) | ABSOLUTE FILTER 20SL - 1.0 MICRON (499mm)
Yes | OV11591 | 11/16/2015 | WATERCORP | WATERCORP TECH., INC. | FIL HYDRO 20SL CBF(WO) | HYDROSEP 20SL - CARBON Block (w/O net inside) | 7 | 480 | HYDROSEP 20SL - CBF (carbon block filter) W/O NET | HYDROSEP 20SL - CBF (carbon block filter) W/O NET
Yes | OV11591 | 11/16/2015 | WATERCORP | WATERCORP TECH., INC. | FIL HYDRO 20 PP_1 | HYDROSEP 20SL - 10 MICRON | 7 | 90 | #N/A | HYDROSEP 20SL - 10 MICRON
Yes | OV11592 | 11/16/2015 | SEACOM | SEACOM, INC. | PRE FM 5ZK300K3 | FLOWMETER PANEL 5 GPM AQUA (176mm.) small | 1 | 723 | FLOWMETER PANEL 5 GPM (AQUA 176mm-SHORT) | FLOWMETER PANEL 5 GPM (AQUA 176mm-SHORT)
Yes | OV11593 | 11/16/2015 | SEACOM | SEACOM, INC. | ACCS_RELAY TWIN | ANLY TWIN TIMER w/ CONNECTION SOCKET | 1 | 2500 | ATDV-ND ANLY TWIN TIMER (with connection socket) | ATDV-ND ANLY TWIN TIMER (with connection socket)
Yes | OV11593 | 11/16/2015 | SEACOM | SEACOM, INC. | UV LAMP 2 | ULTRA VIOLET LAMP 2 GPM | 3 | 1000 | ULTRA VIOLET WONDER LAMP 2 GPM (14W) | ULTRA VIOLET WONDER LAMP 2 GPM (14W)
Yes | OV11593 | 11/16/2015 | SEACOM | SEACOM, INC. | UV BALLAST REP 2 | ULTRA VIOLET BALLAST 2 GPM | 1 | 1500 | ULTRA VIOLET WONDER BALLAST 2 GPM | ULTRA VIOLET WONDER BALLAST 2 GPM
Yes | OV11594 | 11/16/2015 | AQUALITY | JL DIAL MED TRADING CO. | PVC - P1 | PIPE 1" | 1 | 344 | ZYPE PIPE 1" | ZYPE PIPE 1"
Yes | OV11595 | 11/16/2015 | ISLAND PLASTIC | ISLAND PLASTIC | RO_KEMFLO ST-50 | KEMFLO brand ST-50A R.O MACHINE | 1 | 13000 | SALE - KEMFLO ST-50A R.O MACHINE | SALE - KEMFLO ST-50A R.O MACHINE
Yes | OV11596 | 11/16/2015 | SEACOM | SEACOM, INC. | FILAB 20-0.22 | ABSOLUTE FILTER 20SL - 0.2mic. (499mm) | 5 | 920 | ABSOLUTE FILTER 20SL - 0.2 MICRON (499mm) | ABSOLUTE FILTER 20SL - 0.2 MICRON (499mm)
Yes | OV11597 | 11/16/2015 | RMJ | RMJ PRINTING | FIL HYDRO 20SL CBF(WO) | HYDROSEP 20SL - CARBON Block (w/O net inside) | 2 | 550 | HYDROSEP 20SL - CBF (carbon block filter) W/O NET | HYDROSEP 20SL - CBF (carbon block filter) W/O NET
Yes | OV11598 | 11/16/2015 | AQUASOFT-CALOOCAN | AQUASOFT- CALOOCAN | PUMP-APC 1 | AUTOMATIC PUMP CONTROL (MAC 03) | 1 | 1500 | MAZAKI AUTOMATIC PUMP CONTROL (MAC 03) | MAZAKI AUTOMATIC PUMP CONTROL (MAC 03)
Yes | OV11598 | 11/16/2015 | AQUASOFT-CALOOCAN | AQUASOFT- CALOOCAN | FIL PRIME10SL-PP5 | PURE PRIME 10SL - 5 MICRON | 4 | 60 | PURE PRIME 10SL - 5 MICRON | PURE PRIME 10SL - 5 MICRON
Yes | OV11598 | 11/16/2015 | AQUASOFT-CALOOCAN | AQUASOFT- CALOOCAN | FIL CCK(UDF10"-B)SL | CCK BLUE PLUMP GAC CARTRIDGE UDF10"-SL | 4 | 250 | CCK BLUE PLUMP GAC CARTRIDGE UDF10"-SL | CCK BLUE PLUMP GAC CARTRIDGE UDF10"-SL
Yes | OV11598 | 11/16/2015 | AQUASOFT-CALOOCAN | AQUASOFT- CALOOCAN | FIL PRIME CBF10SL | PURE PRIME 10SL - CARBON Filter | 4 | 160 | PURE PRIME 10SL - CARBON Filter | PURE PRIME 10SL - CARBON Filter
Yes | OV11598 | 11/16/2015 | AQUASOFT-CALOOCAN | AQUASOFT- CALOOCAN | ACCS_HEAT | HEAT GUN AP1600W model | 1 | 700 | HEAT GUN AP1600W model | HEAT GUN AP1600W model
Yes | OV11599 | 11/16/2015 | WIDE | WIDE QUEST | FIL PRIME20SL-PP10 | PURE PRIME 20SL - 10 MICRON | 25 | 90 | PURE PRIME 20SL - 10 MICRON | PURE PRIME 20SL - 10 MICRON
Yes | OV11599 | 11/16/2015 | WIDE | WIDE QUEST | FIL PRIME20SL-PP5 | PURE PRIME 20SL - 5 MICRON | 25 | 90 | PURE PRIME 20SL - 5 MICRON | PURE PRIME 20SL - 5 MICRON
Yes | OV11599 | 11/16/2015 | WIDE | WIDE QUEST | FIL PRIME20SL-PP1 | PURE PRIME 20SL - 1 MICRON | 25 | 90 | PURE PRIME 20SL - 1 MICRON | PURE PRIME 20SL - 1 MICRON
Yes | OV11600 | 11/16/2015 | B BRAUN | B. BRAUN AVITUM PHILIPPINES INC. |  | CHECK VALVE 1" SS304 | 2 | 0 | SS304 CHECK VALVE 1" | SS304 CHECK VALVE 1"
Yes | OV11601 | 11/16/2015 | KELLITECH | KELLITECH IMPORT & EXPORT CORPORATION | VH F75 | RUNXIN HEAD F75 Ai SEDIMENT 4" | 3 | 9500 | RUNXIN DIGITAL HEAD F75A1 SEDIMENT 4" (10m³/h) | RUNXIN DIGITAL HEAD F75A1 SEDIMENT 4" (10m³/h)
Yes | OV11602 | 11/16/2015 | SLC AGRI | SLC AGRI FARM VENTURES INC. | FRP CT 40L | CHEMICAL TANK MC-40L (WHITE) | 1 | 2000 | CHEMICAL TANK MC-40L WHITE (round type) | CHEMICAL TANK MC-40L WHITE (round type)
Yes | OV11602 | 11/16/2015 | SLC AGRI | SLC AGRI FARM VENTURES INC. | PUMP-TVP | TEKNA ELECTRONIC MATERIAL PUMP - AKS603NHP0800 | 1 | 12500 | TEKNA ELECTRONIC MATERIAL PUMP - AKS603NHP0800 | TEKNA ELECTRONIC MATERIAL PUMP - AKS603NHP0800
Yes | OV11603 | 11/16/2015 | ATHENS | ATHENS HARDWARE AND GENERAL MERCHANDISE | PRE MPC-30 | MASAKI HIGH PRESSURE SWITCH MPC-30 | 2 | 900 | MASAKI HIGH PRESSURE SWITCH MPC-30 | MASAKI HIGH PRESSURE SWITCH MPC-30
Yes | OV11604 | 11/16/2015 | BE CORP | B.E. CORP | MEM_F50 | FILMTEC 50 GPD | 1 | 2000 | FILMTEC TW30-1812 50 GPD | FILMTEC TW30-1812 50 GPD
Yes | OV11605 | 11/16/2015 | ARQUIZA | AM ARQUIZA ENT. | ACCS_FLSN | FLOAT SWITCH-NEW 3m. | 1 | 300 | WLS-1 FLOAT SWITCH-NEW 3m. | WLS-1 FLOAT SWITCH-NEW 3m.
Yes | OV11605 | 11/16/2015 | ARQUIZA | AM ARQUIZA ENT. | PRE VALVE 1" SAN | SOLENOID VALVE 1" BRASS SANLIXIN | 1 | 2500 | SOLENOID VALVE 1" BRASS SANLIXIN | SOLENOID VALVE 1" BRASS SANLIXIN
Yes | OV11605 | 11/16/2015 | ARQUIZA | AM ARQUIZA ENT. | PRE VALVE 1/2 SAN-SS | SOLENOID VALVE 1/2" STAINLESS SANLIXIN | 3 | 1600 | SOLENOID VALVE 1/2" STAINLESS SANLIXIN | SOLENOID VALVE 1/2" STAINLESS SANLIXIN
Yes | OV11605 | 11/16/2015 | ARQUIZA | AM ARQUIZA ENT. | FIT_NOZZLE | FITTING H 2202 - NOZZLE STRAIGHT | 5 | 50 | FITTING H 2202 - NOZZLE STRAIGHT | FITTING H 2202 - NOZZLE STRAIGHT
Yes | OV11605 | 11/16/2015 | ARQUIZA | AM ARQUIZA ENT. | PRE MPC-30 | MASAKI HIGH PRESSURE SWITCH MPC-30 | 3 | 1200 | MASAKI HIGH PRESSURE SWITCH MPC-30 | MASAKI HIGH PRESSURE SWITCH MPC-30
Yes | OV11605 | 11/16/2015 | ARQUIZA | AM ARQUIZA ENT. | HOSE 1/4 B | HOSE R.O TUBING 1/4 BLUE color | 5 | 35 | CCK R.O TUBING HOSE 1/4" BLUE color (300 meter/roll) | CCK R.O TUBING HOSE 1/4" BLUE color (300 meter/roll)
Yes | OV11605 | 11/16/2015 | ARQUIZA | AM ARQUIZA ENT. | JACO(Z-4044) | JACO Z-4044 1/4"x1/4" male elbow conn. (taiwan) | 5 | 80 | JACO Z-4044 - 1/4" x 1/4" male elbow connector (taiwan) | JACO Z-4044 - 1/4" x 1/4" male elbow connector (taiwan)
Yes | OV11605 | 11/16/2015 | ARQUIZA | AM ARQUIZA ENT. | JACO(Z-1044) | JACO Z-1044 1/4"x1/4" male straight conn. (taiwan) | 5 | 80 | JACO Z-1044 - 1/4mm x 1/4" male straight connector (taiwan) | JACO Z-1044 - 1/4mm x 1/4" male straight connector (taiwan)
Yes | OV11605 | 11/16/2015 | ARQUIZA | AM ARQUIZA ENT. | JAC_CONN 4086 | JACO FIBRA 4086 (1/2x3/8) 220psi | 10 | 106 | JACO FIBRA 4086 - 1/2mm x 3/8" male elbow (US 220psi) | JACO FIBRA 4086 - 1/2mm x 3/8" male elbow (US 220psi)
Yes | OV11605 | 11/16/2015 | ARQUIZA | AM ARQUIZA ENT. | JAC_CONN 706 | JACO FIBRA 706 (3/8x3/8) 220psi | 5 | 158 | JACO FIBRA 706 - 3/8mm x 3/8" union tee (US 220psi) | JACO FIBRA 706 - 3/8mm x 3/8" union tee (US 220psi)
Yes | OV11605 | 11/16/2015 | ARQUIZA | AM ARQUIZA ENT. | ACCS_MCCV 3/8 | MALE CONNECTOR w/ CHECK VALVE 3/8" (z-cv-q1566) | 5 | 90 | Z-CV-Q1566 MALE CONNECTOR w/ CHECK VALVE 3/8" | Z-CV-Q1566 MALE CONNECTOR w/ CHECK VALVE 3/8"
Yes | OV11605 | 11/16/2015 | ARQUIZA | AM ARQUIZA ENT. | PUMP CHLF2-20 | CNP Horizontal Pump CHLF2-20 (0.75hp) 0.55kw. 1PH | 3 | 6072 | CNP HORIZONTAL Pump CHLF 2-20 (0.75hp) 0.55kw - 1PH | CNP HORIZONTAL Pump CHLF 2-20 (0.75hp) 0.55kw - 1PH
Yes | OV11605 | 11/16/2015 | ARQUIZA | AM ARQUIZA ENT. | JAC_CONN 4066 | JACO FIBRA 4066 (3/8x3/8) 220psi | 5 | 80 | JACO FIBRA 4066 - 3/8mm x 3/8" male elbow (US 220psi) | JACO FIBRA 4066 - 3/8mm x 3/8" male elbow (US 220psi)
Yes | OV11605 | 11/16/2015 | ARQUIZA | AM ARQUIZA ENT. | HOUSING CFR10" | HOUSING FOR RESIN FILTER 10" (transparent) | 5 | 160 | HOUSING FOR RESIN FILTER 10" - TRANSPARENT | HOUSING FOR RESIN FILTER 10" - TRANSPARENT
Yes | OV11606 | 11/16/2015 | INRYO | INRYO CORPORATION | FILAB 20-1.0 | ABSOLUTE FILTER 20SL - 1.0mic. (499mm) | 2 | 1100 | ABSOLUTE FILTER 20SL - 1.0 MICRON (499mm) | ABSOLUTE FILTER 20SL - 1.0 MICRON (499mm)
Yes | OV11606 | 11/16/2015 | INRYO | INRYO CORPORATION | FIL PRIME20SL-PP1 | PURE PRIME 20SL - 1 MICRON | 25 | 90 | PURE PRIME 20SL - 1 MICRON | PURE PRIME 20SL - 1 MICRON
Yes | OV11608 | 11/16/2015 | WIRED MED | WIRED MED. CO | MEM_UPL4021 | VONTRON MEMBRANE ULP21 - 4021 | 1 | 6500 | VONTRON MEMBRANE ULP21 40 x 21 | VONTRON MEMBRANE ULP21 40 x 21
Yes | OV11608 | 11/16/2015 | WIRED MED | WIRED MED. CO | ACCS_SCREW2 | SCREW for BB HOUSING | 4 | 0 | SCREW FOR BB HOUSING | SCREW FOR BB HOUSING
Yes | OV11608 | 11/16/2015 | WIRED MED | WIRED MED. CO | ACCS_SPNR BB-T | SPANNER WRENCH BB TAIWAN | 1 | 0 | SPANNER WRENCH BB TAIWAN (BLACK) | SPANNER WRENCH BB TAIWAN (BLACK)
Yes | OV11608 | 11/16/2015 | WIRED MED | WIRED MED. CO | ACCS_BRAC BBT | BRACKET STEEL BB TAIWAN | 1 | 0 | BRACKET STEEL BB TAIWAN | BRACKET STEEL BB TAIWAN
Yes | OV11608 | 11/16/2015 | WIRED MED | WIRED MED. CO | HOUSING BB20-T | BIG BLUE HOUSING 20" npt 1" TAiWAN | 1 | 1600 | (bdle) BIG BLUE HOUSING 20" npt 1" TAIWAN w/ ACCS. | (bdle) BIG BLUE HOUSING 20" npt 1" TAIWAN w/ ACCS.
Yes | OV11609 | 11/16/2015 | MAGNATE | MAGNATE FOOD & DRINKS INC. | VH_FLECK5600ST-C | FLECK VALVE HEAD 5600 SOFTENER (CHINA) | 1 | 4200 | FLECK VALVE HEAD 5600 SOFTENER (CHINA) | FLECK VALVE HEAD 5600 SOFTENER (CHINA)
Yes | OV11609 | 11/16/2015 | MAGNATE | MAGNATE FOOD & DRINKS INC. | MF SSALT CLARO | CLARO VIDA SOLAR SALT (50kgs.) | 5 | 500 | CLARO VIDA SOLAR SALT (50kgs.) | CLARO VIDA SOLAR SALT (50kgs.)
Yes | OV11610 | 11/17/2015 | HYDROTREAT | HYDROTREAT SYSTEM TECH., INC. | FILAB 10-0.45 | ABSOLUTE FILTER 10SL - 0.45mic.(250mm) | 30 | 440 | ABSOLUTE FILTER 10SL - 0.45 MICRON (250mm) | ABSOLUTE FILTER 10SL - 0.45 MICRON (250mm)
Yes | OV11611 | 11/17/2015 | HYDROCARE | HYDROCARE SYSTEM TECHNOLOGY CORPORATION | MF MNGS ZEO | MANGANESE ZEOLITE 30 kgs. | 1 | 2600 | MANGANESE ZEOLITE 30 kgs. | MANGANESE ZEOLITE 30 kgs.
Yes | OV11611 | 11/17/2015 | HYDROCARE | HYDROCARE SYSTEM TECHNOLOGY CORPORATION | ACCS_PUSHSSG2 | SELECTOR SWITCH GREEN W/O LIGHT | 3 | 150 | T2SSR2G-1C SELECTOR SWITCH GREEN w/O LIGHT (2-WAY) | T2SSR2G-1C SELECTOR SWITCH GREEN w/O LIGHT (2-WAY)
Yes | OV11611 | 11/17/2015 | HYDROCARE | HYDROCARE SYSTEM TECHNOLOGY CORPORATION | ACCS_BRAC BBT | BRACKET STEEL BB TAIWAN | 1 | 0 | BRACKET STEEL BB TAIWAN | BRACKET STEEL BB TAIWAN
Yes | OV11611 | 11/17/2015 | HYDROCARE | HYDROCARE SYSTEM TECHNOLOGY CORPORATION | ACCS_SPNR BB-T | SPANNER WRENCH BB TAIWAN | 1 | 0 | SPANNER WRENCH BB TAIWAN (BLACK) | SPANNER WRENCH BB TAIWAN (BLACK)
Yes | OV11611 | 11/17/2015 | HYDROCARE | HYDROCARE SYSTEM TECHNOLOGY CORPORATION | ACCS_SCREW2 | SCREW for BB HOUSING | 4 | 0 | SCREW FOR BB HOUSING | SCREW FOR BB HOUSING
Yes | OV11611 | 11/17/2015 | HYDROCARE | HYDROCARE SYSTEM TECHNOLOGY CORPORATION | HOUSING BB20-T | BIG BLUE HOUSING 20" npt 1" TAiWAN | 1 | 1500 | (bdle) BIG BLUE HOUSING 20" npt 1" TAIWAN w/ ACCS. | (bdle) BIG BLUE HOUSING 20" npt 1" TAIWAN w/ ACCS.
Yes | OV11611 | 11/17/2015 | HYDROCARE | HYDROCARE SYSTEM TECHNOLOGY CORPORATION | ACCS_BRAC ST | BRACKET STEEL TAIWAN (new) | 3 | 0 | BRACKET STEEL TAIWAN (NEW) | BRACKET STEEL TAIWAN (NEW)
Yes | OV11611 | 11/17/2015 | HYDROCARE | HYDROCARE SYSTEM TECHNOLOGY CORPORATION | ACCS_SPNR SL C | SPANNER WRENCH SLIM 20" CHINA | 1 | 0 | (zero price) SPANNER WRENCH SLIM 20" CHINA (BLACK) | (zero price) SPANNER WRENCH SLIM 20" CHINA (BLACK)
Yes | OV11611 | 11/17/2015 | HYDROCARE | HYDROCARE SYSTEM TECHNOLOGY CORPORATION | ACCS_SCREW1 | SCREW for SL HOUSING | 12 | 0 | SCREW FOR SL HOUSING | SCREW FOR SL HOUSING
Yes | OV11611 | 11/17/2015 | HYDROCARE | HYDROCARE SYSTEM TECHNOLOGY CORPORATION | HOUSING SBHC_2 | SLIM BLUE HOUSING 20" npt 3/4" China (CH20-40) | 3 | 600 | (bdle) SLIM BLUE HOUSING 20" npt 3/4" CHINA (CH20-40) w/ ACCS. | (bdle) SLIM BLUE HOUSING 20" npt 3/4" CHINA (CH20-40) w/ ACCS.
Yes | OV11612 | 11/20/2015 | CJC COOLING | PHERLOT CHEMICAL WATER TREATMENT SERVICES | MF PBL10 | PEBBLES #10 | 4 | 450 | PEBBLES #10 | PEBBLES #10
Yes | OV11612 | 11/20/2015 | CJC COOLING | PHERLOT CHEMICAL WATER TREATMENT SERVICES | MF SSAND | SILICA SAND | 2 | 445 | SILICA SAND | SILICA SAND
Yes | OV11612 | 11/20/2015 | CJC COOLING | PHERLOT CHEMICAL WATER TREATMENT SERVICES | MF ANTRA | ANTHRACITE (James Cumming)) | 2 | 1800 | JAMES CUMMING ANTHRACITE 0.83mm | JAMES CUMMING ANTHRACITE 0.83mm
Yes | OV11613 | 11/17/2015 | Veolia | VEOLIA WATER TECHNOLOGIES PHILS. INC. | VH_FLECK5600ST-C | FLECK HEAD 5600 SOFTENER (CHINA) | 2 | 4000 | #N/A | FLECK HEAD 5600 SOFTENER (CHINA)
Yes | OV11614 | 11/20/2015 | FLUID TECH | FLUID TECHNOLOGY & ENVI. | PVC AP_90ELB PLN_2 | AP 90° ELBOW PLAIN 2" | 12 | 87 | ZYPE 90° ELBOW PLAIN 2" | ZYPE 90° ELBOW PLAIN 2"
Yes | OV11614 | 11/20/2015 | FLUID TECH | FLUID TECHNOLOGY & ENVI. | PVC - FLG 4" | FLANGE 4" | 7 | 579 | ZYPE FLANGE 4" | ZYPE FLANGE 4"
Yes | OV11614 | 11/20/2015 | FLUID TECH | FLUID TECHNOLOGY & ENVI. | PVC AP_90ELB PLN_4 | AP 90° ELBOW PLAIN 4" | 12 | 308 | ZYPE 90° ELBOW PLAIN 4" | ZYPE 90° ELBOW PLAIN 4"
Yes | OV11614 | 11/20/2015 | FLUID TECH | FLUID TECHNOLOGY & ENVI. | PVC AP_COUP PLN_4 | AP COUPLING PLAIN 4" | 9 | 167 | ZYPE COUPLING PLAIN 4" | ZYPE COUPLING PLAIN 4"
Yes | OV11614 | 11/20/2015 | FLUID TECH | FLUID TECHNOLOGY & ENVI. | PVC - P4 | PIPE 4" | 10 | 2312 | ZYPE PIPE 4" | ZYPE PIPE 4"
Yes | OV11615 | 11/21/2015 | GQWEST | GLOBAL QUALITY WATERS & ENVT'L. SOL. TECH. | ROS_SET3SRH | 3000 GPD SILVER SERIES w/ RUNXIN HEAD | 1 | 109800 | #N/A | 3000 GPD SILVER SERIES w/ RUNXIN HEAD
Yes | OV11616 | 11/20/2015 | JV3 | JV3 CONTROLS ELECTRICAL SUPPLY | PUMP CDLF42-30 | CNP CDLF42-30 (25hp) 18.5kw. 3 PHASE | 1 | 100795 | #N/A | CNP CDLF42-30 (25hp) 18.5kw. 3 PHASE
Yes | OV11616 | 11/20/2015 | JV3 | JV3 CONTROLS ELECTRICAL SUPPLY | PUMP CDLF4-10 | CNP CDLF4-10 (5.5hp) 4kw. 3 PHASE | 1 | 37477.5 | #N/A | CNP CDLF4-10 (5.5hp) 4kw. 3 PHASE
Yes | OV11617 | 11/20/2015 | POLYTRADE | POLYTRADE SALES & SERVICES, INC. |  | HYDROSEP 20SL - 5 MICRON | 112 | 0 | #N/A | HYDROSEP 20SL - 5 MICRON
Yes | OV11618 | 11/20/2015 | HOUSTON | HOUSTON HYDROTECH PRODUCTS & SYSTEMS INC. | FIL PRIME30SL-PP5 | PURE PRIME 30SL - 5 MICRON | 36 | 150 | PURE PRIME 30SL - 5 MICRON | PURE PRIME 30SL - 5 MICRON
Yes | OV11619 | 11/21/2015 | WATER SOURCE | WATER SOURCE SYSTEM TECHNOLOGY | FIL ALKALINE EMP A | ALKALINE FILTER 408 | 2 | 2200 | ALKALINE FILTER E-408 | ALKALINE FILTER E-408
Yes | OV11619 | 11/21/2015 | WATER SOURCE | WATER SOURCE SYSTEM TECHNOLOGY | FIL ALKALINE EMP B | ALKALINE FILTER 508 | 2 | 1500 | ALKALINE FILTER E-508 | ALKALINE FILTER E-508
Yes | OV11619 | 11/21/2015 | WATER SOURCE | WATER SOURCE SYSTEM TECHNOLOGY | FIL HYDRO 20SL CBF(WO) | HYDROSEP 20SL - CARBON (w/O net inside) | 48 | 400 | #N/A | HYDROSEP 20SL - CARBON (w/O net inside)
Yes | OV11620 | 11/16/2015 | SEACOM | SEACOM, INC. | ACCS_RELAY AH3-NB | ANLY TIMER MODEL (AH3-NB) SMALL | 1 | 2500 | AH3-NB ANLY TIMER (small) | AH3-NB ANLY TIMER (small)
Yes | OV11621 | 11/17/2015 | INRYO | INRYO CORPORATION | FRP 1665 WV_3 | FRP TANK 16" x 65" ( 4") WAVE CYBER BEIGE color | 1 | 14500 | FRP TANK 16" x 65" (-4T) WAVE CYBER BEIGE color | FRP TANK 16" x 65" (-4T) WAVE CYBER BEIGE color
Yes | OV11622 | 11/17/2015 | CLEAR WATER | CLEAR WATER SYSTEMS PHILIPPINES | PVC AP_PTN TRD_3/4 | AP PATENTE THREADED 3/4" | 2 | 69 | ZYPE PATENTE THREADED 3/4" | ZYPE PATENTE THREADED 3/4"
Yes | OV11623 | 11/17/2015 | ISLAND PLASTIC | ISLAND PLASTIC | SP_CONNF604 | PUSH FITTING SPLF 6-04 (6mm.x1/2) female elbow | 2 | 60 | PUSH FITTING SPLF 6 - 04 (6mm.x1/2) female elbow | PUSH FITTING SPLF 6 - 04 (6mm.x1/2) female elbow
Yes | OV11623 | 11/17/2015 | ISLAND PLASTIC | ISLAND PLASTIC | FIL HYDRO 10PP_1 | HYDROSEP 10SL - 1 MICRON | 1 | 70 | #N/A | HYDROSEP 10SL - 1 MICRON
Yes | OV11623 | 11/17/2015 | ISLAND PLASTIC | ISLAND PLASTIC | UV SET 2 | ULTRA VIOLET SET 2 GPM | 1 | 4700 | ULTRA VIOLET WONDER SET 2 GPM W-120 | ULTRA VIOLET WONDER SET 2 GPM W-120
Yes | OV11623 | 11/17/2015 | ISLAND PLASTIC | ISLAND PLASTIC | FIL HYDRO 10PP_1 | HYDROSEP 10SL - 5 MICRON | 1 | 70 | #N/A | HYDROSEP 10SL - 5 MICRON
Yes | OV11623 | 11/17/2015 | ISLAND PLASTIC | ISLAND PLASTIC | FIL HYDRO 10SL CBF | HYDROSEP 10SL - CBF | 1 | 300 | #N/A | HYDROSEP 10SL - CBF
Yes | OV11624 | 11/17/2015 | ALONZO, J. | JING ALONZO | HOSE 1/4 W | HOSE R.O TUBING 1/4 WHITE color | 2 | 40 | CCK R.O TUBING HOSE 1/4" WHITE color (300 meter/roll) | CCK R.O TUBING HOSE 1/4" WHITE color (300 meter/roll)
Yes | OV11624 | 11/17/2015 | ALONZO, J. | JING ALONZO | PVC- TEFLON | TEFLON TAPE | 1 | 15 | TITANIUM TEFLON TAPE 3/4" | TITANIUM TEFLON TAPE 3/4"
Yes | OV11624 | 11/17/2015 | ALONZO, J. | JING ALONZO | SP_CONNF604 | PUSH FITTING SPLF 6-04 (6mm.x1/2) female elbow | 2 | 80 | PUSH FITTING SPLF 6 - 04 (6mm.x1/2) female elbow | PUSH FITTING SPLF 6 - 04 (6mm.x1/2) female elbow
Yes | OV11624 | 11/17/2015 | ALONZO, J. | JING ALONZO | UV SET 2 | ULTRA VIOLET SET 2 GPM | 1 | 4700 | ULTRA VIOLET WONDER SET 2 GPM W-120 | ULTRA VIOLET WONDER SET 2 GPM W-120
Yes | OV11624 | 11/17/2015 | ALONZO, J. | JING ALONZO | CARTRIDGE_12 EUR T3S | EUREKA T3S 10" (triple cartridge) | 1 | 1980 | EUREKA EWPS-3S T3S 10" | EUREKA EWPS-3S T3S 10"
Yes | OV11624 | 11/17/2015 | ALONZO, J. | JING ALONZO | JACO(Z-4044) | JACO Z-4044 1/4"x1/4" male elbow conn. (taiwan) | 1 | 70 | JACO Z-4044 - 1/4" x 1/4" male elbow connector (taiwan) | JACO Z-4044 - 1/4" x 1/4" male elbow connector (taiwan)
Yes | OV11624 | 11/17/2015 | ALONZO, J. | JING ALONZO | JAC_CONN 2544 | JACO FIBRA 2544 (1/4x1/4) 220psi | 1 | 80 | JACO FIBRA 2544 - 1/4mm x 1/4" female straight (US 220psi) | JACO FIBRA 2544 - 1/4mm x 1/4" female straight (US 220psi)
Yes | OV11626 | 11/17/2015 | FLUID | FLUID SYSTEMS & DESIGN | VH_FLECK2850FT | FLECK VALVE HEAD 2850 SEDIMENT (CHINA) | 2 | 20500 | FLECK VALVE HEAD 2850 SEDIMENT (CHINA) | FLECK VALVE HEAD 2850 SEDIMENT (CHINA)
Yes | OV11627 | 11/17/2015 | FLUID | FLUID SYSTEMS & DESIGN | MF RESIN H-C100E | RESIN H-C 100E (new) | 1 | 1600 | HI-GRADE RESIN H-C 100E | HI-GRADE RESIN H-C 100E
Yes | OV11628 | 11/17/2015 | ALONZO, J. | JING ALONZO | FIL PRIME CBF10SL | PURE PRIME 10SL - CARBON Filter | 2 | 160 | PURE PRIME 10SL - CARBON Filter | PURE PRIME 10SL - CARBON Filter
Yes | OV11628 | 11/17/2015 | ALONZO, J. | JING ALONZO | FIL CCK(UDF10"-B)SL | CCK BLUE PLUMP GAC CARTRIDGE UDF10"-SL | 2 | 180 | CCK BLUE PLUMP GAC CARTRIDGE UDF10"-SL | CCK BLUE PLUMP GAC CARTRIDGE UDF10"-SL
Yes | OV11628 | 11/17/2015 | ALONZO, J. | JING ALONZO | FIL PRIME10SL-PP1 | PURE PRIME 10SL - 1 MICRON | 20 | 50 | PURE PRIME 10SL - 1 MICRON | PURE PRIME 10SL - 1 MICRON
Yes | OV11629 | 11/17/2015 | ARQUIZA | AM ARQUIZA ENT. | PVC AP_PTN PLN_1/2 | AP PATENTE PLAIN 1/2" | 10 | 50 | ZYPE PATENTE PLAIN 1/2" | ZYPE PATENTE PLAIN 1/2"
Yes | OV11629 | 11/17/2015 | ARQUIZA | AM ARQUIZA ENT. | PVC AP_PTN PLN_3/4 | AP PATENTE PLAIN 3/4" | 10 | 62 | ZYPE PATENTE PLAIN 3/4" | ZYPE PATENTE PLAIN 3/4"
Yes | OV11629 | 11/17/2015 | ARQUIZA | AM ARQUIZA ENT. | PVC AP_PTN PLN_1 | AP PATENTE PLAIN 1" | 10 | 98 | ZYPE PATENTE PLAIN 1" | ZYPE PATENTE PLAIN 1"
Yes | OV11629 | 11/17/2015 | ARQUIZA | AM ARQUIZA ENT. | PVC - P1/2 | PIPE 1/2 | 5 | 123 | ZYPE PIPE 1/2" | ZYPE PIPE 1/2"
Yes | OV11629 | 11/17/2015 | ARQUIZA | AM ARQUIZA ENT. | PVC - P3/4 | PIPE 3/4 | 5 | 180 | ZYPE PIPE 3/4 | ZYPE PIPE 3/4
Yes | OV11629 | 11/17/2015 | ARQUIZA | AM ARQUIZA ENT. | PVC - P1 | PIPE 1" | 5 | 292 | ZYPE PIPE 1" | ZYPE PIPE 1"
Yes | OV11629 | 11/17/2015 | ARQUIZA | AM ARQUIZA ENT. | PVC AP_TEE PLN_1/2 | AP TEE PLAIN 1/2" | 20 | 14 | ZYPE TEE PLAIN 1/2" | ZYPE TEE PLAIN 1/2"
Yes | OV11629 | 11/17/2015 | ARQUIZA | AM ARQUIZA ENT. | PVC AP_TEE PLN_3/4 | AP TEE PLAIN 3/4" | 20 | 20 | ZYPE TEE PLAIN 3/4" | ZYPE TEE PLAIN 3/4"
Yes | OV11629 | 11/17/2015 | ARQUIZA | AM ARQUIZA ENT. | PVC AP_TEE PLN_1 | AP TEE PLAIN 1" | 20 | 36 | ZYPE TEE PLAIN 1" | ZYPE TEE PLAIN 1"
Yes | OV11629 | 11/17/2015 | ARQUIZA | AM ARQUIZA ENT. | PVC AP_90ELB PLN_1/2 | AP 90° ELBOW PLAIN 1/2" | 50 | 10 | ZYPE 90° ELBOW PLAIN 1/2" | ZYPE 90° ELBOW PLAIN 1/2"
Yes | OV11629 | 11/17/2015 | ARQUIZA | AM ARQUIZA ENT. | ACCS_CO1/4 | VA - 05 SAMPLING COCK 1/4" | 6 | 100 | VA - 05 SAMPLING COCK 1/4" - STAINLESS | VA - 05 SAMPLING COCK 1/4" - STAINLESS
Yes | OV11629 | 11/17/2015 | ARQUIZA | AM ARQUIZA ENT. | ACCS_CO1/4"PVC | VA - 05 SAMPLING COCK 1/4" - PVC TYPE | 4 | 150 | VA - 05 SAMPLING COCK 1/4" - PVC TYPE (HERSHEY brand) | VA - 05 SAMPLING COCK 1/4" - PVC TYPE (HERSHEY brand)
Yes | OV11629 | 11/17/2015 | ARQUIZA | AM ARQUIZA ENT. | PRE PG 150 SIDE | PRESSURE GAUGE 150 PSI - SIDE MOUNTED | 10 | 600 | PRESSURE GAUGE 150 PSI - SIDE MOUNTED | PRESSURE GAUGE 150 PSI - SIDE MOUNTED
Yes | OV11629 | 11/17/2015 | ARQUIZA | AM ARQUIZA ENT. | MF SSAND | SILICA SAND | 1 | 445 | SILICA SAND | SILICA SAND
Yes | OV11629 | 11/17/2015 | ARQUIZA | AM ARQUIZA ENT. | MF PBL5 | PEBBLES #5 | 3 | 445 | PEBBLES #5 | PEBBLES #5
Yes | OV11629 | 11/17/2015 | ARQUIZA | AM ARQUIZA ENT. | MF RESIN H-C100E | RESIN H-C 100E (new) | 5 | 1500 | HI-GRADE RESIN H-C 100E | HI-GRADE RESIN H-C 100E
Yes | OV11629 | 11/17/2015 | ARQUIZA | AM ARQUIZA ENT. | PUMP CHLF2-30 | CNP CHLF2-30 (1hp) 0.75kw. 1PH | 2 | 6952 | #N/A | CNP CHLF2-30 (1hp) 0.75kw. 1PH
Yes | OV11630 | 11/17/2015 | SEACOM | SEACOM, INC. | ACCS_AMB | AMPERE METER BLACKSIDED (silver edition) | 1 | 150 | 85L17 AMPERE METER BLACKSIDED 30A (silver edition) | 85L17 AMPERE METER BLACKSIDED 30A (silver edition)
Yes | OV11630 | 11/17/2015 | SEACOM | SEACOM, INC. | PVC- TEFLON | TEFLON TAPE | 20 | 13 | TITANIUM TEFLON TAPE 3/4" | TITANIUM TEFLON TAPE 3/4"
Yes | OV11630 | 11/17/2015 | SEACOM | SEACOM, INC. | ACCS_FLSN | FLOAT SWITCH-NEW 3m. | 2 | 300 | WLS-1 FLOAT SWITCH-NEW 3m. | WLS-1 FLOAT SWITCH-NEW 3m.
Yes | OV11630 | 11/17/2015 | SEACOM | SEACOM, INC. | PVC AP_COUP PLN_1/2 | AP COUPLING PLAIN 1/2" | 4 | 5 | ZYPE COUPLING PLAIN 1/2" | ZYPE COUPLING PLAIN 1/2"
Yes | OV11630 | 11/17/2015 | SEACOM | SEACOM, INC. | FILAB 20-0.22 | ABSOLUTE FILTER 20SL - 0.2mic. (499mm) | 2 | 920 | ABSOLUTE FILTER 20SL - 0.2 MICRON (499mm) | ABSOLUTE FILTER 20SL - 0.2 MICRON (499mm)
Yes | OV11630 | 11/17/2015 | SEACOM | SEACOM, INC. | FIL HYDRO 20 PP_1 | HYDROSEP 20SL - 1 MICRON | 15 | 90 | #N/A | HYDROSEP 20SL - 1 MICRON
Yes | OV11630 | 11/17/2015 | SEACOM | SEACOM, INC. | NIP_CS1/2 | COUPLING REDUCER STAINLESS 1/2 X 1/4 | 2 | 60 | BUSHING REDUCER M-F 1/2" x 1/4" HEX PIPE STAINLESS | BUSHING REDUCER M-F 1/2" x 1/4" HEX PIPE STAINLESS
Yes | OV11630 | 11/17/2015 | SEACOM | SEACOM, INC. | PVC AP_IN RED_3/4x1/2 | AP INSIDE REDUCER 3/4" x 1/2" | 8 | 5 | ZYPE INSIDE REDUCER 3/4" x 1/2" | ZYPE INSIDE REDUCER 3/4" x 1/2"
Yes | OV11630 | 11/17/2015 | SEACOM | SEACOM, INC. | PVC AP_IN RED_1x3/4 | AP INSIDE REDUCER 1" x 3/4" | 8 | 9 | ZYPE INSIDE REDUCER 1" x 3/4" | ZYPE INSIDE REDUCER 1" x 3/4"
Yes | OV11630 | 11/17/2015 | SEACOM | SEACOM, INC. | PVC AP_DUBV_1/2 | AP DOUBLE UNION BALL VALVE 1/2" | 8 | 202 | ZYPE DOUBLE UNION BALL VALVE 1/2" | ZYPE DOUBLE UNION BALL VALVE 1/2"
Yes | OV11630 | 11/17/2015 | SEACOM | SEACOM, INC. | PVC AP_TEE PLN_1/2 | AP TEE PLAIN 1/2" | 6 | 10 | ZYPE TEE PLAIN 1/2" | ZYPE TEE PLAIN 1/2"
Yes | OV11631 | 11/17/2015 | SEACOM | SEACOM, INC. | PVC AP_MALE A_1 | AP MALE ADAPTOR 1" | 4 | 15 | ZYPE MALE ADAPTOR 1" | ZYPE MALE ADAPTOR 1"
Yes | OV11631 | 11/17/2015 | SEACOM | SEACOM, INC. | PVC - P1/2 | PIPE 1/2 | 1 | 119 | ZYPE PIPE 1/2" | ZYPE PIPE 1/2"
Yes | OV11631 | 11/17/2015 | SEACOM | SEACOM, INC. | PVC AP_90ELB PLN_1/2 | AP 90° ELBOW PLAIN 1/2" | 13 | 8 | ZYPE 90° ELBOW PLAIN 1/2" | ZYPE 90° ELBOW PLAIN 1/2"
Yes | OV11631 | 11/17/2015 | SEACOM | SEACOM, INC. | PVC AP_COUP TRD_1/2 | AP COUPLING THREADED 1/2" | 3 | 7 | ZYPE COUPLING THREADED 1/2" | ZYPE COUPLING THREADED 1/2"
Yes | OV11631 | 11/17/2015 | SEACOM | SEACOM, INC. | PVC AP_COUP TRD_1 | AP COUPLING THREADED 1" | 5 | 18 | ZYPE COUPLING THREADED 1" | ZYPE COUPLING THREADED 1"
Yes | OV11631 | 11/17/2015 | SEACOM | SEACOM, INC. | PVC AP_DUBV_1 | AP DOUBLE UNION BALL VALVE 1" | 6 | 374 | ZYPE DOUBLE UNION BALL VALVE 1" | ZYPE DOUBLE UNION BALL VALVE 1"
Yes | OV11631 | 11/17/2015 | SEACOM | SEACOM, INC. | PVC AP_TEE PLN_1 | AP TEE PLAIN 1" | 10 | 27 | ZYPE TEE PLAIN 1" | ZYPE TEE PLAIN 1"
Yes | OV11631 | 11/17/2015 | SEACOM | SEACOM, INC. | PVC AP_90ELB PLN_1 | AP 90° ELBOW PLAIN 1" | 15 | 18 | ZYPE 90° ELBOW PLAIN 1" | ZYPE 90° ELBOW PLAIN 1"
Yes | OV11631 | 11/17/2015 | SEACOM | SEACOM, INC. | PVC - P1 | PIPE 1" | 4 | 292 | ZYPE PIPE 1" | ZYPE PIPE 1"
Yes | OV11632 | 11/17/2015 | GUIGUINTUBIG | ROGELIO REYES CRUZ | FIL HYDRO 20 PP_1 | HYDROSEP 20SL - 1 MICRON | 10 | 140 | #N/A | HYDROSEP 20SL - 1 MICRON
Yes | OV11632 | 11/17/2015 | GUIGUINTUBIG | ROGELIO REYES CRUZ | FIL HYDRO 20SL CBF(WO) | HYDROSEP 20SL - CARBON Block (w/O net inside) | 2 | 600 | HYDROSEP 20SL - CBF (carbon block filter) W/O NET | HYDROSEP 20SL - CBF (carbon block filter) W/O NET
Yes | OV11633G | 11/17/2015 | GUIGUINTUBIG | ROGELIO REYES CRUZ | GAL_BIG CUP | BIG CUP FOR SLIM 5 CONTAINER | 50 | 8 | BIG CUP FOR SLIM 5 CONTAINER | BIG CUP FOR SLIM 5 CONTAINER
Yes | OV11633G | 11/17/2015 | GUIGUINTUBIG | ROGELIO REYES CRUZ | GAL_SML CUP | SMALL CUP FOR SLIM CONTAINER | 50 | 3 | SMALL CUP FOR SLIM CONTAINER | SMALL CUP FOR SLIM CONTAINER
Yes | OV11634 | 11/17/2015 | AQUA BANK | CL8 TRADING & WATER FILTRATION SERVICES | PRE GV 1*1/2" | GATE VALVE 1*1/2" SS304 | 3 | 2500 | SS304 GATE VALVE 1*1/2" | SS304 GATE VALVE 1*1/2"
Yes | OV11634 | 11/17/2015 | AQUA BANK | CL8 TRADING & WATER FILTRATION SERVICES | PVC AP_PTN PLN_1*1/2 | AP PATENTE PLAIN 1*1/2 | 3 | 230 | ZYPE PATENTE PLAIN 1*1/2" | ZYPE PATENTE PLAIN 1*1/2"
Yes | OV11634 | 11/17/2015 | AQUA BANK | CL8 TRADING & WATER FILTRATION SERVICES | PVC AP_90ELB PLN_1*1/2 | AP 90° ELBOW PLAIN 1*1/2" | 9 | 53 | ZYPE 90° ELBOW PLAIN 1*1/2" | ZYPE 90° ELBOW PLAIN 1*1/2"
Yes | OV11634 | 11/17/2015 | AQUA BANK | CL8 TRADING & WATER FILTRATION SERVICES | PVC AP_COUP TRD_1*1/2" | AP COUPLING THREADED 1*1/2" | 3 | 91 | ZYPE COUPLING THREADED 1*1/2" | ZYPE COUPLING THREADED 1*1/2"
Yes | OV11634 | 11/17/2015 | AQUA BANK | CL8 TRADING & WATER FILTRATION SERVICES | PVC AP_MALE A_1*1/2 | AP MALE ADAPTOR 1*1/2" | 3 | 39 | ZYPE MALE ADAPTOR 1*1/2" | ZYPE MALE ADAPTOR 1*1/2"
Yes | OV11635 | 11/17/2015 | SHALOM | SHALOM WATER STATION c/o DARYL CHUA | FIL HYDRO 20 PP_1 | HYDROSEP 20SL - 5 MICRON | 2 | 100 | #N/A | HYDROSEP 20SL - 5 MICRON
Yes | OV11635 | 11/17/2015 | SHALOM | SHALOM WATER STATION c/o DARYL CHUA | FIL HYDRO 20 PP_1 | HYDROSEP 20SL - 1 MICRON | 4 | 100 | #N/A | HYDROSEP 20SL - 1 MICRON
Yes | OV11637 | 11/17/2015 | SERGIO COOP | SERGIO COOP. | CARTRIDGE_12 EUR T3S | EUREKA T3S 10" (triple cartridge) | 1 | 1980 | EUREKA EWPS-3S T3S 10" | EUREKA EWPS-3S T3S 10"
Yes | OV11638 | 11/17/2015 | FERRER J. | JAN VINCENT FERRER | FIL NB WP5 - 10SL | PUREGEN 10SL - WP 5 MICRON | 5 | 80 | #N/A | PUREGEN 10SL - WP 5 MICRON
Yes | OV11638 | 11/17/2015 | FERRER J. | JAN VINCENT FERRER | FIL PRIME10SL-PP1 | PURE PRIME 10SL - 1 MICRON | 5 | 50 | PURE PRIME 10SL - 1 MICRON | PURE PRIME 10SL - 1 MICRON
Yes | OV11639 | 11/20/2015 | MATTEN | MATTEN TECHNOLOGIES INC. | FIL PRIME30SL-PP1 | PURE PRIME 30SL - 1 MICRON | 28 | 150 | PURE PRIME 30SL - 1 MICRON | PURE PRIME 30SL - 1 MICRON
Yes | OV11640G | 11/20/2015 | MAC | MAC ACE WATER REFILLING STATION | GAL_RND | ROUND CONTAINER 5 GALLON | 5 | 131 | ROUND CONTAINER 5 GALLON | ROUND CONTAINER 5 GALLON
Yes | OV11640G | 11/20/2015 | MAC | MAC ACE WATER REFILLING STATION | GAL_SLIM | SLIM CONTAINER 5 GALLON | 10 | 131 | SLIM CONTAINER 5 GALLON | SLIM CONTAINER 5 GALLON
Yes | OV11640G | 11/20/2015 | MAC | MAC ACE WATER REFILLING STATION | GAL_NST CUP | NON-SPILL TYPE for ROUND CONT (half-cap) | 5 | 4 | HALF-CAP NON-SPILL TYPE for ROUND CONT | HALF-CAP NON-SPILL TYPE for ROUND CONT
Yes | OV11641 | 11/20/2015 | MAC | MAC ACE WATER REFILLING STATION | FIL HYDRO 20 PP_1 | HYDROSEP 20SL - 10 MICRON | 2 | 95 | #N/A | HYDROSEP 20SL - 10 MICRON
Yes | OV11641 | 11/20/2015 | MAC | MAC ACE WATER REFILLING STATION | FIL HYDRO 20 PP_1 | HYDROSEP 20SL - 5 MICRON | 2 | 95 | #N/A | HYDROSEP 20SL - 5 MICRON
Yes | OV11641 | 11/20/2015 | MAC | MAC ACE WATER REFILLING STATION | FIL HYDRO 20 PP_1 | HYDROSEP 20SL -1 MICRON | 2 | 95 | #N/A | HYDROSEP 20SL -1 MICRON
Yes | OV11642 | 11/20/2015 | FINE PURE | FINE PURE WATER STATION | PRE VALVE 1" QUEEN | SOLENOID VALVE 1" BRASS QUEEN - 20kgs. | 3 | 3800 | SOLENOID VALVE 1" BRASS QUEEN (20kgs.) | SOLENOID VALVE 1" BRASS QUEEN (20kgs.)
Yes | OV11644 | 11/20/2015 | SHALOM | SHALOM WATER STATION c/o DARYL CHUA | FIL HYDRO 10SL CBF | HYDROSEP 10SL - CBF | 8 | 285 | #N/A | HYDROSEP 10SL - CBF
Yes | OV11644 | 11/20/2015 | SHALOM | SHALOM WATER STATION c/o DARYL CHUA | ACCS_STS | STRAINER H 2805 | 1 | 200 | #N/A | STRAINER H 2805
Yes | OV11645 | 11/20/2015 | ARQUIZA | AM ARQUIZA ENT. | PVC - B MA3/4 | CLASS B - MALE ADAPTOR 3/4" | 10 | 16 | CLASS B - MALE ADAPTOR 3/4" | CLASS B - MALE ADAPTOR 3/4"
Yes | OV11645 | 11/20/2015 | ARQUIZA | AM ARQUIZA ENT. | ACCS_MCCV 1/4 | MALE CONNECTOR w/ CHECK VALVE 1/4" (z-cv-q1544) | 10 | 80 | Z-CV-Q1544 MALE CONNECTOR w/ CHECK VALVE 1/4" | Z-CV-Q1544 MALE CONNECTOR w/ CHECK VALVE 1/4"
Yes | OV11645 | 11/20/2015 | ARQUIZA | AM ARQUIZA ENT. | ACCS_TSTRAINER 1665 | STRAINER H 182-1 TOP (14"-36") 4" threaded | 3 | 800 | STRAINER H 182-1 - THREADED TOP npt 1*1/2" (4") | STRAINER H 182-1 - THREADED TOP npt 1*1/2" (4")
Yes | OV11645 | 11/20/2015 | ARQUIZA | AM ARQUIZA ENT. | ACCS_CO1/4 | VA - 05 SAMPLING COCK 1/4" | 4 | 100 | VA - 05 SAMPLING COCK 1/4" - STAINLESS | VA - 05 SAMPLING COCK 1/4" - STAINLESS
Yes | OV11645 | 11/20/2015 | ARQUIZA | AM ARQUIZA ENT. | PVC - P1*1/4 | PIPE 1*1/4" | 3 | 600 | ZYPE PIPE 1*1/4" | ZYPE PIPE 1*1/4"
Yes | OV11645 | 11/20/2015 | ARQUIZA | AM ARQUIZA ENT. | NIP_CS1x3/4 | COUPLING REDUCER STAINLESS 1 x 1/4 | 4 | 120 | BUSHING REDUCER M-F 1" x 1/4" HEX PIPE STAINLESS | BUSHING REDUCER M-F 1" x 1/4" HEX PIPE STAINLESS
Yes | OV11645 | 11/20/2015 | ARQUIZA | AM ARQUIZA ENT. | PVC AP_PTN TRD_1 | AP PATENTE THREADED 1" | 4 | 135 | ZYPE PATENTE THREADED 1" | ZYPE PATENTE THREADED 1"
Yes | OV11645 | 11/20/2015 | ARQUIZA | AM ARQUIZA ENT. | PVC AP_PTN PLN_1*1/4 | AP PATENTE PLAIN 1*1/4 | 6 | 210 | ZYPE PATENTE PLAIN 1*1/4" | ZYPE PATENTE PLAIN 1*1/4"
Yes | OV11645 | 11/20/2015 | ARQUIZA | AM ARQUIZA ENT. | PRE PG 150 SIDE | PRESSURE GAUGE 150 PSI - SIDE MOUNTED | 4 | 600 | PRESSURE GAUGE 150 PSI - SIDE MOUNTED | PRESSURE GAUGE 150 PSI - SIDE MOUNTED
Yes | OV11645 | 11/20/2015 | ARQUIZA | AM ARQUIZA ENT. | PVC - INS RED_3 | INSIDE REDUCER 1*1/4 x 1 | 10 | 18 | #N/A | INSIDE REDUCER 1*1/4 x 1
Yes | OV11645 | 11/20/2015 | ARQUIZA | AM ARQUIZA ENT. | PVC AP_90ELB PLN_1*1/4 | AP 90° ELBOW PLAIN 1*1/4" | 10 | 55 | ZYPE 90° ELBOW PLAIN 1*1/4" | ZYPE 90° ELBOW PLAIN 1*1/4"
Yes | OV11645 | 11/20/2015 | ARQUIZA | AM ARQUIZA ENT. | PVC-TPL1x1/4 | TEE PLAIN 1*1/4" | 10 | 54 | #N/A | TEE PLAIN 1*1/4"
Yes | OV11645 | 11/20/2015 | ARQUIZA | AM ARQUIZA ENT. | PVC - INS RED_4 | INSIDE REDUCER 1*1/2 x 1*1/4 | 8 | 32 | #N/A | INSIDE REDUCER 1*1/2 x 1*1/4
Yes | OV11645 | 11/20/2015 | ARQUIZA | AM ARQUIZA ENT. | PVC - INS RED_5 | INSIDE REDUCER 2 x 1*1/2 | 8 | 86 | #N/A | INSIDE REDUCER 2 x 1*1/2
Yes | OV11645 | 11/20/2015 | ARQUIZA | AM ARQUIZA ENT. | VH F74 | RUNXIN HEAD F74 Ai SOFTENER 4" | 1 | 9800 | RUNXIN DIGITAL HEAD F74A1 SOFTENER 4" (10m³/h) | RUNXIN DIGITAL HEAD F74A1 SOFTENER 4" (10m³/h)
Yes | OV11645 | 11/20/2015 | ARQUIZA | AM ARQUIZA ENT. | VH F75 | RUNXIN HEAD F75 Ai SEDIMENT 4" | 2 | 9500 | RUNXIN DIGITAL HEAD F75A1 SEDIMENT 4" (10m³/h) | RUNXIN DIGITAL HEAD F75A1 SEDIMENT 4" (10m³/h)
Yes | OV11645 | 11/20/2015 | ARQUIZA | AM ARQUIZA ENT. | PVC - BVALVE 1x1/4 | BALL VALVE 1*1/4 | 9 | 136 | ZYPE BALL VALVE 1*1/4" | ZYPE BALL VALVE 1*1/4"
Yes | OV11645 | 11/20/2015 | ARQUIZA | AM ARQUIZA ENT. | PVC - COUP_TRD 2" | COUPLING THREADED 2" | 8 | 156 | #N/A | COUPLING THREADED 2"
Yes | OV11646 | 11/20/2015 | TAN C. | CLIFFORD TAN | FIL PRIME10SL-PP5 | PURE PRIME 10SL - 5 MICRON | 1 | 60 | PURE PRIME 10SL - 5 MICRON | PURE PRIME 10SL - 5 MICRON
Yes | OV11646 | 11/20/2015 | TAN C. | CLIFFORD TAN | FIL GAC 10SL | WATERCHECK GAC - 10SL Granular Activated Carbon | 1 | 250 | WATERCHECK GAC - 10SL (granular activated carbon) | WATERCHECK GAC - 10SL (granular activated carbon)
Yes | OV11646 | 11/20/2015 | TAN C. | CLIFFORD TAN | JACO(Z-2544) | JACO Z-2544 1/4" female straight conn.(taiwan) | 1 | 85 | JACO Z-2544 - 1/4mm x 1/4" female straight connector (taiwan) | JACO Z-2544 - 1/4mm x 1/4" female straight connector (taiwan)
Yes | OV11646 | 11/20/2015 | TAN C. | CLIFFORD TAN | ACCS_CO1/4 | VA - 05 SAMPLING COCK 1/4" | 1 | 150 | VA - 05 SAMPLING COCK 1/4" - STAINLESS | VA - 05 SAMPLING COCK 1/4" - STAINLESS
Yes | OV11648 | 11/20/2015 | PHILS | PHILIPPINE HOH INDUSTRIES INC | PVC AP_COUP PLN_1*1/2" | AP COUPLING PLAIN 1*1/2" | 2 | 30 | ZYPE COUPLING PLAIN 1*1/2" | ZYPE COUPLING PLAIN 1*1/2"
Yes | OV11648 | 11/20/2015 | PHILS | PHILIPPINE HOH INDUSTRIES INC | PVC AP_COUP PLN_2*1/2" | AP COUPLING PLAIN 2*1/2" | 4 | 92 | ZYPE COUPLING PLAIN 2*1/2" | ZYPE COUPLING PLAIN 2*1/2"
Yes | OV11648 | 11/20/2015 | PHILS | PHILIPPINE HOH INDUSTRIES INC | PVC AP_90ELB PLN_1*1/2 | AP 90° ELBOW PLAIN 1*1/2" | 1 | 45 | ZYPE 90° ELBOW PLAIN 1*1/2" | ZYPE 90° ELBOW PLAIN 1*1/2"
Yes | OV11648 | 11/20/2015 | PHILS | PHILIPPINE HOH INDUSTRIES INC | PVC AP_90ELB PLN_2*1/2 | AP 90° ELBOW PLAIN 2*1/2" | 3 | 143 | ZYPE 90° ELBOW PLAIN 2*1/2" | ZYPE 90° ELBOW PLAIN 2*1/2"
Yes | OV11648 | 11/20/2015 | PHILS | PHILIPPINE HOH INDUSTRIES INC | PVC - BVALVE 2*1/2" | BALL VALVE 2*1/2" | 4 | 950 | ZYPE BALL VALVE 2*1/2" | ZYPE BALL VALVE 2*1/2"
Yes | OV11648 | 11/20/2015 | PHILS | PHILIPPINE HOH INDUSTRIES INC | PVC AP_TEE PLN_2*1/2 | AP TEE PLAIN 2*1/2" | 2 | 203 | ZYPE TEE PLAIN 2*1/2" | ZYPE TEE PLAIN 2*1/2"
Yes | OV11649 | 11/20/2015 | ENVIROSERV | ENVIROSERV ENTERPRISES | PVC AP_PTN PLN_1*1/2 | AP PATENTE PLAIN 1*1/2 | 3 | 165 | ZYPE PATENTE PLAIN 1*1/2" | ZYPE PATENTE PLAIN 1*1/2"
Yes | OV11649 | 11/20/2015 | ENVIROSERV | ENVIROSERV ENTERPRISES | PVC AP_DUBV_1*1/2 | AP DOUBLE UNION BALL VALVE 1*1/2" | 1 | 683 | ZYPE DOUBLE UNION BALL VALVE 1*1/2" | ZYPE DOUBLE UNION BALL VALVE 1*1/2"
Yes | OV11649 | 11/20/2015 | ENVIROSERV | ENVIROSERV ENTERPRISES | PVC AP_MALE A_1*1/2 | AP MALE ADAPTOR 1*1/2" | 1 | 37 | ZYPE MALE ADAPTOR 1*1/2" | ZYPE MALE ADAPTOR 1*1/2"
Yes | OV11649 | 11/20/2015 | ENVIROSERV | ENVIROSERV ENTERPRISES | PVC AP_90ELB PLN_1*1/2 | AP 90° ELBOW PLAIN 1*1/2" | 6 | 45 | ZYPE 90° ELBOW PLAIN 1*1/2" | ZYPE 90° ELBOW PLAIN 1*1/2"
Yes | OV11649 | 11/20/2015 | ENVIROSERV | ENVIROSERV ENTERPRISES | PVC - P 1x1/2 | PIPE 1*1/2 | 5 | 568 | ZYPE PIPE 1*1/2" | ZYPE PIPE 1*1/2"
Yes | OV11650 | 11/20/2015 | VILLA A. | ARMANDO VILLA | ACCS_TDS LTHR | TDS METER w/ LEATHER CASE | 1 | 1200 | HM-3 TDS METER w/ LEATHER CASE | HM-3 TDS METER w/ LEATHER CASE
Yes | OV11650 | 11/20/2015 | VILLA A. | ARMANDO VILLA | FIL PRIME CBF20SL | PURE PRIME 20SL - CARBON Filter | 2 | 300 | PURE PRIME 20SL - CARBON Filter | PURE PRIME 20SL - CARBON Filter
Yes | OV11650 | 11/20/2015 | VILLA A. | ARMANDO VILLA | UV SET X-6TC | ULTRA VIOLET SET 6 GPM - TEDITO brand (china) | 1 | 5000 | ULTRA VIOLET TEDITO SET 6 GPM (china) | ULTRA VIOLET TEDITO SET 6 GPM (china)
Yes | OV11650 | 11/20/2015 | VILLA A. | ARMANDO VILLA | FCET_CONN | GOOSENECK CONNECTOR 1/2" SS ONLY | 3 | 150 | GOOSENECK CONNECTOR 1/2" SS ONLY | GOOSENECK CONNECTOR 1/2" SS ONLY
Yes | OV11650 | 11/20/2015 | VILLA A. | ARMANDO VILLA | FCET_GOOSE | GOOSENECK FAUCET ONLY | 3 | 250 | FF-800 GOOSENECK FAUCET ONLY | FF-800 GOOSENECK FAUCET ONLY
Yes | OV11651 | 11/20/2015 | PEREZ J. | JOCELYN PEREZ | CARTRIDGE_10 EWF-50 | EMPRESS D2S 10" (dual cartridge) | 1 | 1600 | EMPRESS EWF-50 D2S 10" | EMPRESS EWF-50 D2S 10"
Yes | OV11651 | 11/20/2015 | PEREZ J. | JOCELYN PEREZ | FIL PRIME10SL-PP5 | PURE PRIME 10SL - 5 MICRON | 2 | 45 | PURE PRIME 10SL - 5 MICRON | PURE PRIME 10SL - 5 MICRON
Yes | OV11651 | 11/20/2015 | PEREZ J. | JOCELYN PEREZ | FIL PRIME CBF10SL | PURE PRIME 10SL - CARBON Filter | 2 | 180 | PURE PRIME 10SL - CARBON Filter | PURE PRIME 10SL - CARBON Filter
Yes | OV11651 | 11/20/2015 | PEREZ J. | JOCELYN PEREZ | JACO(Z-1064) | JACO Z-1064 3/8"x1/4" male straight conn. (taiwan) | 1 | 85 | JACO Z-1064 - 3/8mm x 1/4" male straight connector (taiwan) | JACO Z-1064 - 3/8mm x 1/4" male straight connector (taiwan)
Yes | OV11651 | 11/20/2015 | PEREZ J. | JOCELYN PEREZ | JAC_CONN 1084 | JACO FIBRA 1084 (1/2x1/4) 220psi | 1 | 116 | JACO FIBRA 1084 - 1/2mm x 1/4" male straight (US 220psi) | JACO FIBRA 1084 - 1/2mm x 1/4" male straight (US 220psi)
Yes | OV11652 | 11/20/2015 | EURO PACIFIC | EURO PACIFIC LINK INTERNATIONAL CORP. | ACCS_SPNR BB-T | SPANNER WRENCH BB TAIWAN | 2 | 250 | SPANNER WRENCH BB TAIWAN (BLACK) | SPANNER WRENCH BB TAIWAN (BLACK)
Yes | OV11652 | 11/20/2015 | EURO PACIFIC | EURO PACIFIC LINK INTERNATIONAL CORP. | FIL WC 20BB-PP | WATERCHECK 20BB - 1 MICRON | 1 | 500 | #N/A | WATERCHECK 20BB - 1 MICRON
Yes | OV11652 | 11/20/2015 | EURO PACIFIC | EURO PACIFIC LINK INTERNATIONAL CORP. | FIL WC 20BB-CBF | WATERCHECK 20BB - CBF | 2 | 900 | #N/A | WATERCHECK 20BB - CBF
Yes | OV11652 | 11/20/2015 | EURO PACIFIC | EURO PACIFIC LINK INTERNATIONAL CORP. | FIL WC 20SLPP | WATERCHECK 20SL - 5 MICRON | 1 | 80 | #N/A | WATERCHECK 20SL - 5 MICRON
Yes | OV11653 | 11/20/2015 | VALENCIA JUANCHO | JUANCHO VALENCIA | ACCS_STSB | STRAINER H 2807 | 1 | 0 | #N/A | STRAINER H 2807
Yes | OV11653 | 11/20/2015 | VALENCIA JUANCHO | JUANCHO VALENCIA | ACCS_RTUBE | RISER TUBE ONLY (10x54) | 1 | 0 | RISER TUBE for 10 x 54 FRP | RISER TUBE for 10 x 54 FRP
Yes | OV11653 | 11/20/2015 | VALENCIA JUANCHO | JUANCHO VALENCIA | FRP 1054 WV_1 | FRP TANK 10" x 54" WAVE CYBER BEIGE color | 1 | 2800 | (bdle) FRP TANK 10" x 54" (-2.5T) WAVE CYBER BEIGE color w/ ACCS. | (bdle) FRP TANK 10" x 54" (-2.5T) WAVE CYBER BEIGE color w/ ACCS.
Yes | OV11654 | 11/20/2015 | 3M WATER | LHAM TRADING |  | FLOAT VALVE CONTROL 1/2" | 1 | 0 | FLOAT VALVE CONTROL 1/2" | FLOAT VALVE CONTROL 1/2"
Yes | OV11654 | 11/20/2015 | 3M WATER | LHAM TRADING |  | TEFLON TAPE | 30 | 0 | TITANIUM TEFLON TAPE 3/4" | TITANIUM TEFLON TAPE 3/4"
Yes | OV11654 | 11/20/2015 | 3M WATER | LHAM TRADING |  | OVERLOAD RELAY 9A | 2 | 0 | TH-P12E 9A OVERLOAD RELAY | TH-P12E 9A OVERLOAD RELAY
Yes | OV11654 | 11/20/2015 | 3M WATER | LHAM TRADING |  | MAGNETIC CONTRACTOR SP-11 | 2 | 0 | #N/A | MAGNETIC CONTRACTOR SP-11
Yes | OV11655 | 11/21/2015 | SPARKLETTS | AQUA SPARKLETTS | TTOP_BOX | TABLE TOP BOX | 5 | 0 | #N/A | TABLE TOP BOX
Yes | OV11655 | 11/21/2015 | SPARKLETTS | AQUA SPARKLETTS | TTOP_ACCS | TABLE TOP FAUCET w/ TUBE & KNOTS SET | 5 | 0 | #N/A | TABLE TOP FAUCET w/ TUBE & KNOTS SET
Yes | OV11655 | 11/21/2015 | SPARKLETTS | AQUA SPARKLETTS | TTOP_3BLUE | TABLE TOP BODY BLUE w/ PANEL (new design) | 5 | 235 | #N/A | TABLE TOP BODY BLUE w/ PANEL (new design)
Yes | OV11655 | 11/21/2015 | SPARKLETTS | AQUA SPARKLETTS | TTOP_3WHITE | TABLE TOP BODY WHITE w/ PANEL (new design) | 5 | 235 | #N/A | TABLE TOP BODY WHITE w/ PANEL (new design)
Yes | OV11656 | 11/24/2015 | GQWEST | GLOBAL QUALITY WATERS & ENVT'L. SOL. TECH. | ROS_SET3SRH | 3000 GPD SILVER SERIES w/ RUNXIN HEAD | 1 | 109800 | #N/A | 3000 GPD SILVER SERIES w/ RUNXIN HEAD
Yes | OV11657 | 11/21/2015 | TDS | TOTAL DEIONIZATION SOLUTION | ACCS_H DI | FRP ADAPTER H9902 -1 Top & Bottom Tank Head 4.5" | 10 | 0 | H9902-1 FRP ADAPTER for 12" x 52" DI TANK | H9902-1 FRP ADAPTER for 12" x 52" DI TANK
Yes | OV11657 | 11/21/2015 | TDS | TOTAL DEIONIZATION SOLUTION | ACCS_STRB(4.5) | STRAINER FOR DI TANK (BOTTOM ONLY) | 10 | 0 | 50113 BOTTOM STRAINER for 12"x52" DI TANK | 50113 BOTTOM STRAINER for 12"x52" DI TANK
Yes | OV11657 | 11/21/2015 | TDS | TOTAL DEIONIZATION SOLUTION | ACCS_RTUBEDI | RISER TUBE for DI TANK (12x52) | 10 | 0 | RISER TUBE for DI TANK (12x52) p/n: 50089 | RISER TUBE for DI TANK (12x52) p/n: 50089
Yes | OV11657 | 11/21/2015 | TDS | TOTAL DEIONIZATION SOLUTION | ACCS_STRT(4.5) | STRAINER FOR DI TANK (TOP ONLY) | 10 | 0 | 50112 TOP STRAINER for 12"x52" DI TANK | 50112 TOP STRAINER for 12"x52" DI TANK
Yes | OV11657 | 11/21/2015 | TDS | TOTAL DEIONIZATION SOLUTION | ACCS_QC2 | QC-2 half male quick-connect coupling | 20 | 0 | QC-2 HALF MALE QUICK-CONNECT COUPLING (p/n: 10372) | QC-2 HALF MALE QUICK-CONNECT COUPLING (p/n: 10372)
Yes | OV11657 | 11/21/2015 | TDS | TOTAL DEIONIZATION SOLUTION | ACCS_QC8 | QC-8 half female quick-connect coupling | 20 | 0 | QC-8 HALF FEMALE QUICK-CONNECT COUPLING (p/n: 10382) | QC-8 HALF FEMALE QUICK-CONNECT COUPLING (p/n: 10382)
Yes | OV11657 | 11/21/2015 | TDS | TOTAL DEIONIZATION SOLUTION | FRP 1252DI | FRP TANK 12" x 52" WAVE CYBER BEIGE - DI TANK | 10 | 8500 | (bdle) FRP TANK 12" x 52" (-4.5T) D.I TANK WAVE CYBER BEIGE color w/ ACCS. | (bdle) FRP TANK 12" x 52" (-4.5T) D.I TANK WAVE CYBER BEIGE color w/ ACCS.
Yes | OV11658 | 11/21/2015 | Filtrite | FITRITE INC. | PRE VALVE 3/4 SAN-SS | SOLENOID VALVE 3/4" STAINLESS SANLIXIN | 2 | 2000 | SOLENOID VALVE 3/4" STAINLESS SANLIXIN | SOLENOID VALVE 3/4" STAINLESS SANLIXIN
Yes | OV11660 | 11/21/2015 | MEGAFIL | MEGAFIL INDUSTRIAL SALES INC. |  | HYDROSEP 20BB - 10 MICRON | 2 | 0 | #N/A | HYDROSEP 20BB - 10 MICRON
Yes | OV11661 | 11/23/2015 | AQUAECREST | AQUAECREST, INC. | ROS_SET180RS | 180,000 GPD R.O SYSTEM | 1 | 1050000 | 180,000 GPD R.O MODULE SYSTEM (18 TONS) | 180,000 GPD R.O MODULE SYSTEM (18 TONS)
Yes | OV11662 | 11/23/2015 | AQUAECREST | AQUAECREST, INC. | ROS_SET240RS | 240,000 GPD R.O SYSTEM | 1 | 1677000 | 240,000 GPD R.O MODULE SYSTEM (24 TONS) | 240,000 GPD R.O MODULE SYSTEM (24 TONS)
Yes | OV11663 | 11/23/2015 | GQWEST | GLOBAL QUALITY WATERS & ENVT'L. SOL. TECH. | ACCS_BRAC ST | BRACKET STEEL TAIWAN (new) | 13 | 0 | BRACKET STEEL TAIWAN (NEW) | BRACKET STEEL TAIWAN (NEW)
Yes | OV11663 | 11/23/2015 | GQWEST | GLOBAL QUALITY WATERS & ENVT'L. SOL. TECH. | ACCS_SCREW1 | SCREW for SL HOUSING | 52 | 0 | SCREW FOR SL HOUSING | SCREW FOR SL HOUSING
Yes | OV11663 | 11/23/2015 | GQWEST | GLOBAL QUALITY WATERS & ENVT'L. SOL. TECH. | ACCS_SPNR SL T | SPANNER WRENCH SLIM 20" TAIWAN | 4 | 0 | (zero price) SPANNER WRENCH SLIM 20" TAIWAN (BLACK) | (zero price) SPANNER WRENCH SLIM 20" TAIWAN (BLACK)
Yes | OV11663 | 11/23/2015 | GQWEST | GLOBAL QUALITY WATERS & ENVT'L. SOL. TECH. | HOUSING SBH_10H | SLIM BLUE HOUSING 10" npt 3/4" Hydrosep | 13 | 500 | (bdle) SLIM BLUE HOUSING 10" npt 3/4" HYDROSEP brand w/ ACCS. | (bdle) SLIM BLUE HOUSING 10" npt 3/4" HYDROSEP brand w/ ACCS.
Yes | OV11663 | 11/23/2015 | GQWEST | GLOBAL QUALITY WATERS & ENVT'L. SOL. TECH. | UV SET 6 | ULTRA VIOLET SET 6 GPM | 3 | 5500 | ULTRA VIOLET WONDER SET 6 GPM W-360 | ULTRA VIOLET WONDER SET 6 GPM W-360
Yes | OV11663 | 11/23/2015 | GQWEST | GLOBAL QUALITY WATERS & ENVT'L. SOL. TECH. | PUR_OZO AMC | AMC OZONIZER | 5 | 2200 | AMC OZONIZER AP-90 | AMC OZONIZER AP-90
Yes | OV11663 | 11/23/2015 | GQWEST | GLOBAL QUALITY WATERS & ENVT'L. SOL. TECH. | PUMP-APC 1 | AUTOMATIC PUMP CONTROL (MAC 03) | 24 | 1300 | MAZAKI AUTOMATIC PUMP CONTROL (MAC 03) | MAZAKI AUTOMATIC PUMP CONTROL (MAC 03)
Yes | OV11663 | 11/23/2015 | GQWEST | GLOBAL QUALITY WATERS & ENVT'L. SOL. TECH. | ACCS_STS | STRAINER H 2805 | 4 | 0 | #N/A | STRAINER H 2805
Yes | OV11663 | 11/23/2015 | GQWEST | GLOBAL QUALITY WATERS & ENVT'L. SOL. TECH. | VH F63 | RUNXIN HEAD F63 SOFTENER B1 | 2 | 4200 | RUNXIN DIGITAL HEAD F63B1 SOFTENER (4m³/h) | RUNXIN DIGITAL HEAD F63B1 SOFTENER (4m³/h)
Yes | OV11663 | 11/23/2015 | GQWEST | GLOBAL QUALITY WATERS & ENVT'L. SOL. TECH. | VH_ELBOW | ELBOW FOR RUNXIN F 67 | 4 | 0 | 1" ELBOW CONNECTOR FOR F67 | 1" ELBOW CONNECTOR FOR F67
Yes | OV11663 | 11/23/2015 | GQWEST | GLOBAL QUALITY WATERS & ENVT'L. SOL. TECH. | VH F67 | RUNXIN HEAD F67 SEDIMENT B1 | 2 | 4200 | RUNXIN DIGITAL HEAD F67B1 SEDIMENT (4m³/h) | RUNXIN DIGITAL HEAD F67B1 SEDIMENT (4m³/h)
Yes | OV11664 | 11/23/2015 | GQWEST | GLOBAL QUALITY WATERS & ENVT'L. SOL. TECH. | ACCS_STSB | STRAINER H 2807 | 2 | 0 | #N/A | STRAINER H 2807
Yes | OV11664 | 11/23/2015 | GQWEST | GLOBAL QUALITY WATERS & ENVT'L. SOL. TECH. | ACCS_RTUBE | RISER TUBE ONLY (10x54) | 2 | 0 | RISER TUBE for 10 x 54 FRP | RISER TUBE for 10 x 54 FRP
Yes | OV11664 | 11/23/2015 | GQWEST | GLOBAL QUALITY WATERS & ENVT'L. SOL. TECH. | FRP 1354 WC | FRP TANK 13" x 54" WAVE CYBER BEIGE (2.5") | 2 | 3680 | (bdle) FRP TANK 13" x 54" (-2.5T) WAVE CYBER BEIGE color w/ ACCS. | (bdle) FRP TANK 13" x 54" (-2.5T) WAVE CYBER BEIGE color w/ ACCS.
Yes | OV11664 | 11/23/2015 | GQWEST | GLOBAL QUALITY WATERS & ENVT'L. SOL. TECH. | PUMP CHLF2-30 | CNP CHLF2-30 (1hp) 0.75kw. 1PH | 3 | 6604 | #N/A | CNP CHLF2-30 (1hp) 0.75kw. 1PH
Yes | OV11664 | 11/23/2015 | GQWEST | GLOBAL QUALITY WATERS & ENVT'L. SOL. TECH. | PUMP CHLF2-20 | CNP CHLF2-20 (0.75hp) 0.55kw. 1PH | 3 | 5768 | #N/A | CNP CHLF2-20 (0.75hp) 0.55kw. 1PH
Yes | OV11664 | 11/23/2015 | GQWEST | GLOBAL QUALITY WATERS & ENVT'L. SOL. TECH. | SP_CONN 1204 | PUSH FITTING SPC 12 - 04 (12mm.x1/2) straight snap | 15 | 50 | PUSH FITTING SPC 12 - 04 (12mm.x1/2) straight snap | PUSH FITTING SPC 12 - 04 (12mm.x1/2) straight snap
Yes | OV11664 | 11/23/2015 | GQWEST | GLOBAL QUALITY WATERS & ENVT'L. SOL. TECH. | PVC AP_OUT RED_3/4x1/2 | AP OUTSIDE REDUCER 3/4" x1/2" | 100 | 7 | ZYPE OUTSIDE REDUCER 3/4" x 1/2" | ZYPE OUTSIDE REDUCER 3/4" x 1/2"
Yes | OV11664 | 11/23/2015 | GQWEST | GLOBAL QUALITY WATERS & ENVT'L. SOL. TECH. | PVC AP_OUT RED_1x3/4 | AP OUTSIDE REDUCER 1" x 3/4" | 100 | 13 | ZYPE OUTSIDE REDUCER 1" x 3/4" | ZYPE OUTSIDE REDUCER 1" x 3/4"
Yes | OV11665 | 11/21/2015 | MTEC | MTEC Water Treatment Tech. | ACCS_SH1206B | STRAINER H-1206 (full thread) | 44 | 200 | STRAINER H 1206 YELLOW (FULL THREAD) | STRAINER H 1206 YELLOW (FULL THREAD)
Yes | OV11666 | 11/21/2015 | TDS | TOTAL DEIONIZATION SOLUTION | ACCS_STR5676 LAT | STRAINER HD5676 Bottom Lateral/Double | 1 | 7400 | STRAINER HD 5676 DOUBLE BOTTOM (63") | STRAINER HD 5676 DOUBLE BOTTOM (63")
Yes | OV11667 | 11/20/2015 | 99 COM | 99 COMMERCIAL INC. | PVC AP_DUBV_1/2 | AP DOUBLE UNION BALL VALVE 1/2" -DM 5PCS | 30 | 315 | #N/A | AP DOUBLE UNION BALL VALVE 1/2" -DM 5PCS
Yes | OV11669 | 11/23/2015 | QUALIPURE | AQUALIPURE WATER SYSTEM & EQUIPMENT, INC. | FIL HYDRO 20BB | HYDROSEP 20BB - CARBON | 3 | 1500 | #N/A | HYDROSEP 20BB - CARBON
Yes | OV11669 | 11/23/2015 | QUALIPURE | AQUALIPURE WATER SYSTEM & EQUIPMENT, INC. | FIL HYDRO 20 PP_1 | HYDROSEP 20SL - 5 MICRON | 200 | 80 | #N/A | HYDROSEP 20SL - 5 MICRON
Yes | OV11670 | 11/20/2015 | ALPHALITE | ALPHALIFE ALKALINE & MINERAL | FIL PRIME20SL-PP1 | PURE PRIME 20SL - 1 MICRON | 5 | 100 | PURE PRIME 20SL - 1 MICRON | PURE PRIME 20SL - 1 MICRON
Yes | OV11670 | 11/20/2015 | ALPHALITE | ALPHALIFE ALKALINE & MINERAL | FIL PRIME20SL-PP5 | PURE PRIME 20SL - 5 MICRON | 5 | 100 | PURE PRIME 20SL - 5 MICRON | PURE PRIME 20SL - 5 MICRON
Yes | OV11670 | 11/20/2015 | ALPHALITE | ALPHALIFE ALKALINE & MINERAL | FIL PRIME20SL-PP10 | PURE PRIME 20SL - 10 MICRON | 5 | 100 | PURE PRIME 20SL - 10 MICRON | PURE PRIME 20SL - 10 MICRON
Yes | OV11671G | 11/20/2015 | CADIZ C | CRISVON CADIZ | GAL_SML FCT | FAUCET FOR SLIM CONTAINER GREEN color | 5 | 25 | FAUCET FOR SLIM CONTAINER GREEN color | FAUCET FOR SLIM CONTAINER GREEN color
Yes | OV11671G | 11/20/2015 | CADIZ C | CRISVON CADIZ | GAL_SML CUP | SMALL CUP FOR SLIM CONTAINER | 20 | 3 | SMALL CUP FOR SLIM CONTAINER | SMALL CUP FOR SLIM CONTAINER
Yes | OV11672 | 11/20/2015 | REDROBIN | REDROBIN FOODS CO. | UV BALLAST REP 2 | ULTRA VIOLET BALLAST 2 GPM | 1 | 1800 | ULTRA VIOLET WONDER BALLAST 2 GPM | ULTRA VIOLET WONDER BALLAST 2 GPM
Yes | OV11674 | 11/20/2015 | MATTEN | MATTEN TECHNOLOGIES INC. | PVC - P2 | PIPE 2" | 1 | 775 | ZYPE PIPE 2" | ZYPE PIPE 2"
Yes | OV11675G | 11/20/2015 | BLUEMAN | BLUEMAN WATER REFILLING STATION | GAL_SLIM | SLIM CONTAINER 5 GALLON | 12 | 131 | SLIM CONTAINER 5 GALLON | SLIM CONTAINER 5 GALLON
Yes | OV11675G | 11/20/2015 | BLUEMAN | BLUEMAN WATER REFILLING STATION | GAL_BIG CUP | BIG CUP FOR SLIM 5 CONTAINER | 5 | 8 | BIG CUP FOR SLIM 5 CONTAINER | BIG CUP FOR SLIM 5 CONTAINER
Yes | OV11675G | 11/20/2015 | BLUEMAN | BLUEMAN WATER REFILLING STATION | GAL_NST CUP | NON-SPILL TYPE for ROUND CONT (half-cap) | 5 | 4 | HALF-CAP NON-SPILL TYPE for ROUND CONT | HALF-CAP NON-SPILL TYPE for ROUND CONT
Yes | OV11676 | 11/20/2015 | BLUEMAN | BLUEMAN WATER REFILLING STATION | FIL HYDRO 20 PP_1 | HYDROSEP 20SL - 5 MICRON | 2 | 120 | #N/A | HYDROSEP 20SL - 5 MICRON
Yes | OV11677 | 11/20/2015 | EXPERT LINE | EXPERT LINE VENTURE CORP. | ACCS_SCREW1 | SCREW for SL HOUSING | 8 | 0 | SCREW FOR SL HOUSING | SCREW FOR SL HOUSING
Yes | OV11677 | 11/20/2015 | EXPERT LINE | EXPERT LINE VENTURE CORP. | ACCS_BRAC ST | BRACKET STEEL TAIWAN (new) | 2 | 0 | BRACKET STEEL TAIWAN (NEW) | BRACKET STEEL TAIWAN (NEW)
Yes | OV11677 | 11/20/2015 | EXPERT LINE | EXPERT LINE VENTURE CORP. | HOUSING SCH_10S | SLIM CLEAR HOUSING 10" npt 3/4" Taiwan | 2 | 650 | (bdle) SLIM CLEAR HOUSING 10" npt 3/4" TAIWAN w/ ACCS. | (bdle) SLIM CLEAR HOUSING 10" npt 3/4" TAIWAN w/ ACCS.
Yes | OV11677 | 11/20/2015 | EXPERT LINE | EXPERT LINE VENTURE CORP. | FIL NB WP10 - 20SL | PUREGEN 20SL - WP 10 MICRON | 15 | 160 | #N/A | PUREGEN 20SL - WP 10 MICRON
Yes | OV11678 | 11/20/2015 | LI B. | WINDREAM | FIL PRIME CBF10SL | PURE PRIME 10SL - CARBON Filter | 5 | 180 | PURE PRIME 10SL - CARBON Filter | PURE PRIME 10SL - CARBON Filter
Yes | OV11678 | 11/20/2015 | LI B. | WINDREAM | PUMP KEM-AR50 | KEMFLO ADAPTOR 50GPD (SP57/50HZ) | 1 | 600 | SP57 KEMFLO ADAPTOR 50GPD (50HZ) | SP57 KEMFLO ADAPTOR 50GPD (50HZ)
Yes | OV11679 | 11/21/2015 | NAVARRO C. | CAMELO NOEL NAVARRO | FIL WR30 10SL | WATERCHECK 10SL - WR30 | 1 | 350 | #N/A | WATERCHECK 10SL - WR30
Yes | OV11680 | 11/21/2015 | ENVIROSERV | ENVIROSERV ENTERPRISES | PVC - C-711-0.5L | PVC 711 CEMENT | 1 | 500 | WELD-ON PVC 711 CEMENT 16oz. | WELD-ON PVC 711 CEMENT 16oz.
Yes | OV11681 | 11/21/2015 | AQUA BANK | CL8 TRADING & WATER FILTRATION SERVICES | JAC_CONN 4544 | JACO FIBRA 4544 (1/4x1/4) 220psi | 12 | 144 | JACO FIBRA 4544 - 1/4mm x 1/4" female elbow (US 220psi) | JACO FIBRA 4544 - 1/4mm x 1/4" female elbow (US 220psi)
Yes | OV11681 | 11/21/2015 | AQUA BANK | CL8 TRADING & WATER FILTRATION SERVICES | PRE CV 2" | CHECK VALVE 2" SS304 | 3 | 1800 | SS304 CHECK VALVE 2" | SS304 CHECK VALVE 2"
Yes | OV11681 | 11/21/2015 | AQUA BANK | CL8 TRADING & WATER FILTRATION SERVICES | PRE PG 100 AIR | PRESSURE GAUGE 100 PSI - AIR | 5 | 220 | PRESSURE GAUGE 100 PSI - AIR | PRESSURE GAUGE 100 PSI - AIR
Yes | OV11681 | 11/21/2015 | AQUA BANK | CL8 TRADING & WATER FILTRATION SERVICES | PVC AP_PTN TRD_2 | AP PATENTE THREADED 2" | 1 | 715 | ZYPE PATENTE THREADED 2" | ZYPE PATENTE THREADED 2"
Yes | OV11681 | 11/21/2015 | AQUA BANK | CL8 TRADING & WATER FILTRATION SERVICES | PVC AP_PTN PLN_1*1/2 | AP PATENTE PLAIN 1*1/2 | 1 | 230 | ZYPE PATENTE PLAIN 1*1/2" | ZYPE PATENTE PLAIN 1*1/2"
Yes | OV11682 | 11/21/2015 | REY STORE | REY STORE | FIL PRIME CBF10SL | PURE PRIME 10SL - CARBON Filter | 6 | 160 | PURE PRIME 10SL - CARBON Filter | PURE PRIME 10SL - CARBON Filter
Yes | OV11682 | 11/21/2015 | REY STORE | REY STORE | FIL CCK(UDF10"-B)SL | CCK BLUE PLUMP GAC CARTRIDGE UDF10"-SL | 1 | 200 | CCK BLUE PLUMP GAC CARTRIDGE UDF10"-SL | CCK BLUE PLUMP GAC CARTRIDGE UDF10"-SL
Yes | OV11682 | 11/21/2015 | REY STORE | REY STORE | FIL PRIME10SL-PP10 | PURE PRIME 10SL - 10 MICRON | 1 | 50 | PURE PRIME 10SL - 10 MICRON | PURE PRIME 10SL - 10 MICRON
Yes | OV11682 | 11/21/2015 | REY STORE | REY STORE | CARTRIDGE_12 EUR T3S | EUREKA T3S 10" (triple cartridge) | 1 | 1980 | EUREKA EWPS-3S T3S 10" | EUREKA EWPS-3S T3S 10"
Yes | OV11682 | 11/21/2015 | REY STORE | REY STORE | FIL PRIME10BB-PP1 | PURE PRIME 10BB - 1 MICRON | 5 | 300 | PURE PRIME 10BB - 1 MICRON | PURE PRIME 10BB - 1 MICRON
Yes | OV11682 | 11/21/2015 | REY STORE | REY STORE | FIL PRIME10SL-PP1 | PURE PRIME 10SL - 1 MICRON | 5 | 50 | PURE PRIME 10SL - 1 MICRON | PURE PRIME 10SL - 1 MICRON
Yes | OV11682 | 11/21/2015 | REY STORE | REY STORE | FIL PRIME CBF10BB | PURE PRIME 10BB - CARBON Filter | 5 | 550 | PURE PRIME 10BB - CARBON Filter | PURE PRIME 10BB - CARBON Filter
Yes | OV11682 | 11/21/2015 | REY STORE | REY STORE | HOUSING EMP SCH_10 | EMPRESS SLIM CLEAR HOUSING 10SL npt 1/4" | 1 | 400 | EMPRESS SLIM CLEAR HOUSING 10" npt 1/4" | EMPRESS SLIM CLEAR HOUSING 10" npt 1/4"
Yes | OV11683 | 11/21/2015 | AMBROSE | AMBROSE INDUSTRIES | ACCS_HC | HOSE CONNECTOR for PRESSURE TANK | 1 | 0 | HOSE CONNECTOR for PRESSURE TANK | HOSE CONNECTOR for PRESSURE TANK
Yes | OV11683 | 11/21/2015 | AMBROSE | AMBROSE INDUSTRIES | TANK_21L HYBLUE | PRESSURE TANK 22.7ltrs. (6 gallon) blue HYDROSEP | 1 | 2100 | (bdle) PRESSURE TANK 6 GALLON/22.7L. HYDROSEP BLUE w/ CONNECTOR | (bdle) PRESSURE TANK 6 GALLON/22.7L. HYDROSEP BLUE w/ CONNECTOR
Yes | OV11684 | 11/21/2015 | SEACOM | SEACOM, INC. | ROM_LCHR | FILMTEC BW30 40 x 40 L.C.H.R | 2 | 12500 | FILMTEC BW30 40 x 40 L.C.H.R | FILMTEC BW30 40 x 40 L.C.H.R
Yes | OV11685G | 11/23/2015 | QUALIPURE | AQUALIPURE WATER SYSTEM & EQUIPMENT, INC. | GAL_SML FCT | FAUCET FOR SLIM CONTAINER GREEN color | 50 | 18 | FAUCET FOR SLIM CONTAINER GREEN color | FAUCET FOR SLIM CONTAINER GREEN color
Yes | OV11686 | 11/23/2015 | EXEL | EXEL SYSTEM CONTROL & AUTOMATION INC. | FIL NB WP5 - 10SL | PUREGEN 10SL - WP 5 MICRON | 400 | 50 | #N/A | PUREGEN 10SL - WP 5 MICRON
Yes | OV11686 | 11/23/2015 | EXEL | EXEL SYSTEM CONTROL & AUTOMATION INC. | FIL NB WP10 - 10SL | PUREGEN 10SL - WP 10 MICRON - MT0680 | 300 | 50 | #N/A | PUREGEN 10SL - WP 10 MICRON - MT0680
Yes | OV11686 | 11/23/2015 | EXEL | EXEL SYSTEM CONTROL & AUTOMATION INC. | FIL NB WP1 - 10SL | PUREGEN 10SL - WP 1 MICRON - MT0680 | 200 | 50 | #N/A | PUREGEN 10SL - WP 1 MICRON - MT0680
Yes | OV11686 | 11/23/2015 | EXEL | EXEL SYSTEM CONTROL & AUTOMATION INC. | FIL NB WP10 - 20SL | PUREGEN 20SL - WP 10 MICRON | 200 | 85 | #N/A | PUREGEN 20SL - WP 10 MICRON
Yes | OV11686 | 11/23/2015 | EXEL | EXEL SYSTEM CONTROL & AUTOMATION INC. | FIL NB WP1 - 20SL | PUREGEN 20SL - WP 1 MICRON | 800 | 85 | #N/A | PUREGEN 20SL - WP 1 MICRON
Yes | OV11687 | 11/23/2015 | LIWAYWAY | LIWAYWAY MARKETING CORP. | FIL WC 10SL-PP | WATERCHECK 10SL - 5 MICRON | 20 | 45 | #N/A | WATERCHECK 10SL - 5 MICRON
Yes | OV11688 | 11/23/2015 | ASIAN | ASIAN DYNASTY | JAC_CONN 1088 | JACO FIBRA 1088 (1/2x1/2) 220psi | 10 | 74 | JACO FIBRA 1088 - 1/2mm x 1/2" male straight (US 220psi) | JACO FIBRA 1088 - 1/2mm x 1/2" male straight (US 220psi)
Yes | OV11688 | 11/23/2015 | ASIAN | ASIAN DYNASTY | JAC_CONN 4088 | JACO FIBRA 4088 (1/2x1/2) 220psi | 15 | 96 | JACO FIBRA 4088 - 1/2mm x 1/2" male elbow (US 220psi) | JACO FIBRA 4088 - 1/2mm x 1/2" male elbow (US 220psi)
Yes | OV11688 | 11/23/2015 | ASIAN | ASIAN DYNASTY | HOSE J1/2 | JOHN GUEST HOSE 1/2" WHITE color | 15 | 90 | JOHN GUEST HOSE 1/2" WHITE color (75 meter/roll) | JOHN GUEST HOSE 1/2" WHITE color (75 meter/roll)
Yes | OV11689 | 11/23/2015 | ALKARICH | ALKARICH WATER REF. | FIL PRIME30SL-PP5 | PURE PRIME 30SL - 5 MICRON | 24 | 180 | PURE PRIME 30SL - 5 MICRON | PURE PRIME 30SL - 5 MICRON
Yes | OV11689 | 11/23/2015 | ALKARICH | ALKARICH WATER REF. | FIL HYDRO 20 PP_1 | HYDROSEP 20SL - 1 MICRON | 12 | 90 | #N/A | HYDROSEP 20SL - 1 MICRON
Yes | OV11690 | 11/23/2015 | JOWEM | JOWEM TECHNICAL SOLUTIONS INC. | FIL SF2001 wo/p | PUREGEN 20SL - 5 MICRON | 15 | 90 | #N/A | PUREGEN 20SL - 5 MICRON
Yes | OV11690 | 11/23/2015 | JOWEM | JOWEM TECHNICAL SOLUTIONS INC. | FIL PRIME30SL-PP5 | PURE PRIME 30SL - 5 MICRON | 21 | 180 | PURE PRIME 30SL - 5 MICRON | PURE PRIME 30SL - 5 MICRON
Yes | OV11691 | 11/21/2015 | SEACOM | SEACOM, INC. | PVC AP_TEE PLN_1 | AP TEE PLAIN 1" | 18 | 27 | ZYPE TEE PLAIN 1" | ZYPE TEE PLAIN 1"
Yes | OV11691 | 11/21/2015 | SEACOM | SEACOM, INC. | PVC - P1/2 | PIPE 1/2 | 1 | 119 | ZYPE PIPE 1/2" | ZYPE PIPE 1/2"
Yes | OV11691 | 11/21/2015 | SEACOM | SEACOM, INC. | PVC AP_PTN PLN_1/2 | AP PATENTE PLAIN 1/2" | 5 | 34 | ZYPE PATENTE PLAIN 1/2" | ZYPE PATENTE PLAIN 1/2"
Yes | OV11691 | 11/21/2015 | SEACOM | SEACOM, INC. | PVC AP_PTN PLN_1 | AP PATENTE PLAIN 1" | 8 | 70 | ZYPE PATENTE PLAIN 1" | ZYPE PATENTE PLAIN 1"
Yes | OV11691 | 11/21/2015 | SEACOM | SEACOM, INC. | PVC- TEFLON | TEFLON TAPE | 15 | 13 | TITANIUM TEFLON TAPE 3/4" | TITANIUM TEFLON TAPE 3/4"
Yes | OV11691 | 11/21/2015 | SEACOM | SEACOM, INC. | PVC AP_TEE PLN_1/2 | AP TEE PLAIN 1/2" | 10 | 10 | ZYPE TEE PLAIN 1/2" | ZYPE TEE PLAIN 1/2"
Yes | OV11691 | 11/21/2015 | SEACOM | SEACOM, INC. | PVC - P1 | PIPE 1" | 2 | 292 | ZYPE PIPE 1" | ZYPE PIPE 1"
Yes | OV11691 | 11/21/2015 | SEACOM | SEACOM, INC. | PVC AP_MALE A_1 | AP MALE ADAPTOR 1" | 2 | 15 | ZYPE MALE ADAPTOR 1" | ZYPE MALE ADAPTOR 1"
Yes | OV11691 | 11/21/2015 | SEACOM | SEACOM, INC. | PVC AP_IN RED_3/4x1/2 | AP INSIDE REDUCER 3/4" x 1/2" | 9 | 5 | ZYPE INSIDE REDUCER 3/4" x 1/2" | ZYPE INSIDE REDUCER 3/4" x 1/2"
Yes | OV11691 | 11/21/2015 | SEACOM | SEACOM, INC. | PVC AP_IN RED_1x3/4 | AP INSIDE REDUCER 1" x 3/4" | 9 | 9 | ZYPE INSIDE REDUCER 1" x 3/4" | ZYPE INSIDE REDUCER 1" x 3/4"
Yes | OV11691 | 11/21/2015 | SEACOM | SEACOM, INC. | PVC AP_COUP TRD_1/2 | AP COUPLING THREADED 1/2" | 15 | 7 | ZYPE COUPLING THREADED 1/2" | ZYPE COUPLING THREADED 1/2"
Yes | OV11691 | 11/21/2015 | SEACOM | SEACOM, INC. | PVC AP_COUP TRD_1 | AP COUPLING THREADED 1" | 8 | 18 | ZYPE COUPLING THREADED 1" | ZYPE COUPLING THREADED 1"
Yes | OV11691 | 11/21/2015 | SEACOM | SEACOM, INC. | PVC AP_90ELB PLN_1/2 | AP 90° ELBOW PLAIN 1/2" | 10 | 8 | ZYPE 90° ELBOW PLAIN 1/2" | ZYPE 90° ELBOW PLAIN 1/2"
Yes | OV11691 | 11/21/2015 | SEACOM | SEACOM, INC. | PVC AP_DUBV_1 | AP DOUBLE UNION BALL VALVE 1" | 12 | 374 | ZYPE DOUBLE UNION BALL VALVE 1" | ZYPE DOUBLE UNION BALL VALVE 1"
Yes | OV11691 | 11/21/2015 | SEACOM | SEACOM, INC. | PVC AP_COUP PLN_1 | AP COUPLING PLAIN 1" | 5 | 12 | ZYPE COUPLING PLAIN 1" | ZYPE COUPLING PLAIN 1"
Yes | OV11691 | 11/21/2015 | SEACOM | SEACOM, INC. | NIP_CS1/2 | COUPLING REDUCER STAINLESS 1/2 X 1/4 | 9 | 60 | BUSHING REDUCER M-F 1/2" x 1/4" HEX PIPE STAINLESS | BUSHING REDUCER M-F 1/2" x 1/4" HEX PIPE STAINLESS
Yes | OV11691 | 11/21/2015 | SEACOM | SEACOM, INC. | PVC - BVALVE 1/2 | BALL VALVE 1/2 | 4 | 48 | #N/A | BALL VALVE 1/2
Yes | OV11691 | 11/21/2015 | SEACOM | SEACOM, INC. | PVC AP_90ELB PLN_1 | AP 90° ELBOW PLAIN 1" | 10 | 18 | ZYPE 90° ELBOW PLAIN 1" | ZYPE 90° ELBOW PLAIN 1"
Yes | OV11692 | 11/21/2015 | SEACOM | SEACOM, INC. | VH_FLECK5600ST-C | FLECK VALVE HEAD 5600 SOFTENER (CHINA) | 1 | 4000 | FLECK VALVE HEAD 5600 SOFTENER (CHINA) | FLECK VALVE HEAD 5600 SOFTENER (CHINA)
Yes | OV11692 | 11/21/2015 | SEACOM | SEACOM, INC. | VH_FLECK5600FT-C | FLECK VALVE HEAD 5600 SEDIMENT (CHINA) | 3 | 3600 | FLECK VALVE HEAD 5600 SEDIMENT (CHINA) | FLECK VALVE HEAD 5600 SEDIMENT (CHINA)
Yes | OV11693 | 11/21/2015 | HI-PRECISION | HI-PRECISION DIAGNOSTICS | FCET_UNIR | WD FAUCET UNIVERSAL TYPE RED (hot) | 1 | 150 | WD FAUCET UNIVERSAL TYPE RED (hot) | WD FAUCET UNIVERSAL TYPE RED (hot)
Yes | OV11693 | 11/21/2015 | HI-PRECISION | HI-PRECISION DIAGNOSTICS | QF_QC1540 | QUICK FITTING 1540 1/4"x1/4" coupling | 1 | 100 | QUICK FITTING 1540 (1/4"x1/4") coupling | QUICK FITTING 1540 (1/4"x1/4") coupling
Yes | OV11693 | 11/21/2015 | HI-PRECISION | HI-PRECISION DIAGNOSTICS | HOSE 1/4 W | HOSE R.O TUBING 1/4 WHITE color | 6 | 35 | CCK R.O TUBING HOSE 1/4" WHITE color (300 meter/roll) | CCK R.O TUBING HOSE 1/4" WHITE color (300 meter/roll)
Yes | OV11694 | 11/21/2015 | SEACOM | SEACOM, INC. | PVC- TEFLON | TEFLON TAPE | 15 | 13 | TITANIUM TEFLON TAPE 3/4" | TITANIUM TEFLON TAPE 3/4"
Yes | OV11694 | 11/21/2015 | SEACOM | SEACOM, INC. | QF_QCM66 | QUICK FITTING M66 3/4"x3/4" coupling | 4 | 80 | QUICK FITTING M66 (3/4"x3/4") coupling | QUICK FITTING M66 (3/4"x3/4") coupling
Yes | OV11696 | 11/21/2015 | RUBEN | BARONTECH INDUSTRIAL CORP. | PRE FM5 Z-3002 | FLOWMETER PANEL 5 GPM AQUA (215mm-LONG) | 3 | 808 | FLOWMETER PANEL 5 GPM (AQUA 215mm-LONG) | FLOWMETER PANEL 5 GPM (AQUA 215mm-LONG)
Yes | OV11696 | 11/21/2015 | RUBEN | BARONTECH INDUSTRIAL CORP. | FIL SF1005op | PUREGEN 10SL - 10 MICRON | 1 | 45 | #N/A | PUREGEN 10SL - 10 MICRON
Yes | OV11696 | 11/21/2015 | RUBEN | BARONTECH INDUSTRIAL CORP. | FIL SF1005op | PUREGEN 10SL - 5 MICRON | 7 | 45 | #N/A | PUREGEN 10SL - 5 MICRON
Yes | OV11696 | 11/21/2015 | RUBEN | BARONTECH INDUSTRIAL CORP. | FIL WC 10SL-CBF | WATERCHECK 10SL - CBF | 6 | 130 | #N/A | WATERCHECK 10SL - CBF
Yes | OV11696 | 11/21/2015 | RUBEN | BARONTECH INDUSTRIAL CORP. | FIL EMP WCPF 50GPD | EMPRESS T33 POST CARBON FILTER 2500g. | 3 | 230 | EMPRESS T33 POST CARBON FILTER 2500G. | EMPRESS T33 POST CARBON FILTER 2500G.
Yes | OV11697 | 11/21/2015 | RUBEN | BARONTECH INDUSTRIAL CORP. | MF RESIN H-C100E | RESIN H-C 100E (new) | 15 | 1500 | HI-GRADE RESIN H-C 100E | HI-GRADE RESIN H-C 100E
Yes | OV11698 | 11/21/2015 | YU JAMES 2 | JAMES Y. YU | FIL PRIME10SL-PP10 | PURE PRIME 10SL - 10 MICRON | 5 | 60 | PURE PRIME 10SL - 10 MICRON | PURE PRIME 10SL - 10 MICRON
Yes | OV11699 | 11/21/2015 | REDROBIN | REDROBIN FOODS CO. | UV LAMP 2GPM (AB) | ULTRA VIOLET LAMP 2 GPM - (aqua-b) | 1 | 1000 | ULTRA VIOLET AQUA-B LAMP 2 GPM (14W) | ULTRA VIOLET AQUA-B LAMP 2 GPM (14W)
Yes | OV11700 | 11/21/2015 | TRULY BLESSED | TRULY BLESSED REALTY CORP. | FIL WR30 20BB | WATERCHECK 20BB - WR30 | 1 | 1000 | #N/A | WATERCHECK 20BB - WR30
Yes | OV11700 | 11/21/2015 | TRULY BLESSED | TRULY BLESSED REALTY CORP. | FIL SFBB 2001 P | PUREGEN 20BB - 5 MICRON | 2 | 700 | #N/A | PUREGEN 20BB - 5 MICRON
Yes | OV11701 | 11/21/2015 | YASMEN | CREASH FLOW | HOSE 8X12 B | HOSE 8 x 12 mm. BLUE color | 3 | 90 | TPUCO HOSE 8 x 12 mm. BLUE color (100 meter/roll) | TPUCO HOSE 8 x 12 mm. BLUE color (100 meter/roll)
Yes | OV11701 | 11/21/2015 | YASMEN | CREASH FLOW | FIL PRIME10BB-PP1 | PURE PRIME 10BB - 1 MICRON | 1 | 300 | PURE PRIME 10BB - 1 MICRON | PURE PRIME 10BB - 1 MICRON
Yes | OV11701 | 11/21/2015 | YASMEN | CREASH FLOW | FIL PRIME CBF10BB | PURE PRIME 10BB - CARBON Filter | 1 | 550 | PURE PRIME 10BB - CARBON Filter | PURE PRIME 10BB - CARBON Filter
Yes | OV11701 | 11/21/2015 | YASMEN | CREASH FLOW | FIL HYDRO 20 PP_1 | HYDROSEP 20SL - 1 MICRON | 1 | 120 | #N/A | HYDROSEP 20SL - 1 MICRON
Yes | OV11701 | 11/21/2015 | YASMEN | CREASH FLOW | ACCS_BRAC ST | BRACKET STEEL TAIWAN (new) | 1 | 0 | BRACKET STEEL TAIWAN (NEW) | BRACKET STEEL TAIWAN (NEW)
Yes | OV11701 | 11/21/2015 | YASMEN | CREASH FLOW | ACCS_SCREW1 | SCREW for SL HOUSING | 4 | 0 | SCREW FOR SL HOUSING | SCREW FOR SL HOUSING
Yes | OV11701 | 11/21/2015 | YASMEN | CREASH FLOW | HOUSING SBHC_2 | SLIM BLUE HOUSING 20" npt 3/4" China (CH20-40) | 1 | 700 | (bdle) SLIM BLUE HOUSING 20" npt 3/4" CHINA (CH20-40) w/ ACCS. | (bdle) SLIM BLUE HOUSING 20" npt 3/4" CHINA (CH20-40) w/ ACCS.
Yes | OV11702 | 11/21/2015 | LAPUZ C. | CHARLIE LAPUZ | FIL MP 20 SL CP5 | MIGHTY PURE 20SL - CP5 (SALE) | 2 | 154 | #N/A | MIGHTY PURE 20SL - CP5 (SALE)
Yes | OV11702 | 11/21/2015 | LAPUZ C. | CHARLIE LAPUZ | FIL MP BB10 CP5 | MIGHTY PURE 10BB - CP5 (SALE) | 1 | 210 | #N/A | MIGHTY PURE 10BB - CP5 (SALE)
Yes | OV11702 | 11/21/2015 | LAPUZ C. | CHARLIE LAPUZ | FIL WR30 10SL | WATERCHECK 10SL - WR30 | 2 | 150 | #N/A | WATERCHECK 10SL - WR30
Yes | OV11703 | 11/21/2015 | INFANTE S | SOCORO INFANTE | FIL EMP 2in1 10SL | EMPRESS 10SL 2 in 1 FILTER | 1 | 250 | EMPRESS 10SL 2 in 1 FILTER | EMPRESS 10SL 2 in 1 FILTER
Yes | OV11704 | 11/21/2015 | MANILYN WATER | MANILYN WATER | FIL NB WP1 - 20SL | PUREGEN 20SL - WP 1 MICRON | 4 | 180 | #N/A | PUREGEN 20SL - WP 1 MICRON
Yes | OV11705 | 11/21/2015 | GOWELL | GOWELL WATERS | FIL HYDRO 20 PP_1 | HYDROSEP 20SL - 5 MICRON | 6 | 120 | #N/A | HYDROSEP 20SL - 5 MICRON
Yes | OV11705 | 11/21/2015 | GOWELL | GOWELL WATERS | FIL HYDRO 20 PP_1 | HYDROSEP 20SL - 1 MICRON | 4 | 120 | #N/A | HYDROSEP 20SL - 1 MICRON
Yes | OV11705 | 11/21/2015 | GOWELL | GOWELL WATERS | FIL HYDRO 10PP_1 | HYDROSEP 10SL - 1 MICRON | 2 | 80 | #N/A | HYDROSEP 10SL - 1 MICRON
Yes | OV11705 | 11/21/2015 | GOWELL | GOWELL WATERS | FIL HYDRO 10SL CBF | HYDROSEP 10SL - CBF | 1 | 285 | #N/A | HYDROSEP 10SL - CBF
Yes | OV11705 | 11/21/2015 | GOWELL | GOWELL WATERS | FIL HYDRO 20SL CBF(WO) | HYDROSEP 20SL - CARBON Block (w/O net inside) | 3 | 550 | HYDROSEP 20SL - CBF (carbon block filter) W/O NET | HYDROSEP 20SL - CBF (carbon block filter) W/O NET
Yes | OV11705 | 11/21/2015 | GOWELL | GOWELL WATERS | JACO(Z-1068) | JACO Z-1068 3/8"x1/2" male straight conn. (taiwan) | 1 | 100 | JACO Z-1068 - 3/8mm x 1/2" male straight connector (taiwan) | JACO Z-1068 - 3/8mm x 1/2" male straight connector (taiwan)
Yes | OV11707 | 11/21/2015 | HI-PRECISION | HI-PRECISION DIAGNOSTICS | PRE VALVE 1/2 SAN | SOLENOID VALVE 1/2" BRASS SANLIXIN - 10kg. | 1 | 1600 | SOLENOID VALVE 1/2" BRASS SANLIXIN (10kg) | SOLENOID VALVE 1/2" BRASS SANLIXIN (10kg)
Yes | OV11708G | 11/21/2015 | GOWELL | GOWELL WATERS | GAL_SML FCT | FAUCET FOR SLIM CONTAINER GREEN color | 5 | 25 | FAUCET FOR SLIM CONTAINER GREEN color | FAUCET FOR SLIM CONTAINER GREEN color
Yes | OV11709 | 11/21/2015 | EXCEL CHEM | EXCEL CHEMICAL TECHNOLOGIES INC. | PVC - BVALVE 1" | BALL VALVE 1" | 1 | 90 | ZYPE BALL VALVE 1" | ZYPE BALL VALVE 1"
Yes | OV11709 | 11/21/2015 | EXCEL CHEM | EXCEL CHEMICAL TECHNOLOGIES INC. | PVC - BCHECK 2" | BALL CHECK VALVE 2" | 1 | 2102 | #N/A | BALL CHECK VALVE 2"
Yes | OV11709 | 11/21/2015 | EXCEL CHEM | EXCEL CHEMICAL TECHNOLOGIES INC. | PVC AP_90ELB PLN_2 | AP 90° ELBOW PLAIN 2" | 5 | 87 | ZYPE 90° ELBOW PLAIN 2" | ZYPE 90° ELBOW PLAIN 2"
Yes | OV11709 | 11/21/2015 | EXCEL CHEM | EXCEL CHEMICAL TECHNOLOGIES INC. | PVC AP_TEE PLN_2 | AP TEE PLAIN 2" | 2 | 146 | ZYPE TEE PLAIN 2" | ZYPE TEE PLAIN 2"
Yes | OV11709 | 11/21/2015 | EXCEL CHEM | EXCEL CHEMICAL TECHNOLOGIES INC. | PVC AP_COUP PLN_2 | AP COUPLING PLAIN 2" | 6 | 54 | ZYPE COUPLING PLAIN 2" | ZYPE COUPLING PLAIN 2"
Yes | OV11710 | 11/21/2015 | MAGSALIN J. | JOSEPH MAGSALIN | UV BALLAST REP 2 | ULTRA VIOLET BALLAST 2 GPM | 1 | 1800 | ULTRA VIOLET WONDER BALLAST 2 GPM | ULTRA VIOLET WONDER BALLAST 2 GPM
Yes | OV11710 | 11/21/2015 | MAGSALIN J. | JOSEPH MAGSALIN | UV LAMP 2 | ULTRA VIOLET LAMP 2 GPM | 1 | 1200 | ULTRA VIOLET WONDER LAMP 2 GPM (14W) | ULTRA VIOLET WONDER LAMP 2 GPM (14W)
Yes | OV11710 | 11/21/2015 | MAGSALIN J. | JOSEPH MAGSALIN | CARTRIDGE_12 EUR T3S | EUREKA T3S 10" (triple cartridge) | 1 | 1980 | EUREKA EWPS-3S T3S 10" | EUREKA EWPS-3S T3S 10"
Yes | OV11711 | 11/21/2015 | MAX'S | MAX'S KITCHEN INC. | FIL CBF 10SL | PUREGEN CBF 10SL - BLACK | 1 | 250 | #N/A | PUREGEN CBF 10SL - BLACK
Yes | OV11711 | 11/21/2015 | MAX'S | MAX'S KITCHEN INC. | FIL HYDRO 10PP_1 | HYDROSEP 10SL - 5 MICRON | 2 | 80 | #N/A | HYDROSEP 10SL - 5 MICRON
Yes | OV11712 | 11/23/2015 | LUMANDAN L | LARMI LUMANDAN | MF ACT. CBF PURE8x12 | PURE PRIME ACTIVATED CARBON 8 x 12 | 2 | 2500 | PURE PRIME ACTIVATED CARBON 8 x 12 | PURE PRIME ACTIVATED CARBON 8 x 12
Yes | OV11713 | 11/23/2015 | UNITEC | UNITEC PIPES MFG. CORP. | FIL PRIME CBF10SL | PURE PRIME 10SL - CARBON Filter | 2 | 250 | PURE PRIME 10SL - CARBON Filter | PURE PRIME 10SL - CARBON Filter
Yes | OV11713 | 11/23/2015 | UNITEC | UNITEC PIPES MFG. CORP. | FIL CCK(UDF10"-B)SL | CCK BLUE PLUMP GAC CARTRIDGE UDF10"-SL | 2 | 180 | CCK BLUE PLUMP GAC CARTRIDGE UDF10"-SL | CCK BLUE PLUMP GAC CARTRIDGE UDF10"-SL
Yes | OV11713 | 11/23/2015 | UNITEC | UNITEC PIPES MFG. CORP. | FIL PRIME10SL-PP1 | PURE PRIME 10SL - 1 MICRON | 4 | 50 | PURE PRIME 10SL - 1 MICRON | PURE PRIME 10SL - 1 MICRON
Yes | OV11714 | 11/25/2015 | ADJS | ADJS WATER SOLUTIONS | PVC - P 1x1/2 | PIPE 1*1/2 | 12 | 483 | ZYPE PIPE 1*1/2" | ZYPE PIPE 1*1/2"
Yes | OV11714 | 11/25/2015 | ADJS | ADJS WATER SOLUTIONS | PVC AP_COUP PLN_1*1/2" | AP COUPLING PLAIN 1*1/2" | 12 | 30 | ZYPE COUPLING PLAIN 1*1/2" | ZYPE COUPLING PLAIN 1*1/2"
Yes | OV11714 | 11/25/2015 | ADJS | ADJS WATER SOLUTIONS | PVC AP_90ELB PLN_1*1/2 | AP 90° ELBOW PLAIN 1*1/2" | 25 | 45 | ZYPE 90° ELBOW PLAIN 1*1/2" | ZYPE 90° ELBOW PLAIN 1*1/2"
Yes | OV11714 | 11/25/2015 | ADJS | ADJS WATER SOLUTIONS | PVC - C -711-32OZ. | PVC 711 CEMENT 32oz. | 1 | 1000 | WELD-ON PVC 711 CEMENT 32oz. | WELD-ON PVC 711 CEMENT 32oz.
Yes | OV11715 | 11/25/2015 | ADJS | ADJS WATER SOLUTIONS | FILAB 10-0.22 | ABSOLUTE FILTER 10SL - 0.2mic. (250mm) | 10 | 460 | ABSOLUTE FILTER 10SL - 0.2 MICRON (250mm) | ABSOLUTE FILTER 10SL - 0.2 MICRON (250mm)
Yes | OV11715 | 11/25/2015 | ADJS | ADJS WATER SOLUTIONS | FIL HYDRO 10PP_1 | HYDROSEP 10SL - 1 MICRON | 10 | 50 | #N/A | HYDROSEP 10SL - 1 MICRON
Yes | OV11715 | 11/25/2015 | ADJS | ADJS WATER SOLUTIONS | FIL HYDRO 10PP_1 | HYDROSEP 10SL - 10 MICRON | 20 | 50 | #N/A | HYDROSEP 10SL - 10 MICRON
Yes | OV11716 | 11/24/2015 | GQWEST | GLOBAL QUALITY WATERS & ENVT'L. SOL. TECH. | ROS_SET3SRH | 3000 GPD SILVER SERIES w/ RUNXIN HEAD | 1 | 109800 | #N/A | 3000 GPD SILVER SERIES w/ RUNXIN HEAD
Yes | OV11717 | 11/25/2015 | ADJS | ADJS WATER SOLUTIONS | PVC - B CL1*1/2 | CLASS B - CLAMP 1*1/2" | 6 | 26 | CLASS B - CLAMP 1*1/2" | CLASS B - CLAMP 1*1/2"
Yes | OV11717 | 11/25/2015 | ADJS | ADJS WATER SOLUTIONS | PVC - C -711-32OZ. | PVC 711 CEMENT 32oz. | 1 | 1000 | WELD-ON PVC 711 CEMENT 32oz. | WELD-ON PVC 711 CEMENT 32oz.
Yes | OV11717 | 11/25/2015 | ADJS | ADJS WATER SOLUTIONS | PVC AP_COUP TRD_1/2 | AP COUPLING THREADED 1/2" | 2 | 7 | ZYPE COUPLING THREADED 1/2" | ZYPE COUPLING THREADED 1/2"
Yes | OV11717 | 11/25/2015 | ADJS | ADJS WATER SOLUTIONS | PVC AP_90ELB PLN_1/2 | AP 90° ELBOW PLAIN 1/2" | 4 | 8 | ZYPE 90° ELBOW PLAIN 1/2" | ZYPE 90° ELBOW PLAIN 1/2"
Yes | OV11717 | 11/25/2015 | ADJS | ADJS WATER SOLUTIONS | PVC - BVALVE 1/2 | BALL VALVE 1/2 | 2 | 48 | #N/A | BALL VALVE 1/2
Yes | OV11717 | 11/25/2015 | ADJS | ADJS WATER SOLUTIONS | PVC - P1/2 | PIPE 1/2 | 1 | 119 | ZYPE PIPE 1/2" | ZYPE PIPE 1/2"
Yes | OV11717 | 11/25/2015 | ADJS | ADJS WATER SOLUTIONS | PVC - ELB PL90 3/4 | ELBOW PLAIN 3/4" | 2 | 11 | #N/A | ELBOW PLAIN 3/4"
Yes | OV11717 | 11/25/2015 | ADJS | ADJS WATER SOLUTIONS | PVC - BVALVE 3/4 | BALL VALVE 3/4 | 2 | 63 | #N/A | BALL VALVE 3/4
Yes | OV11717 | 11/25/2015 | ADJS | ADJS WATER SOLUTIONS | PVC - P3/4 | PIPE 3/4 | 1 | 180 | ZYPE PIPE 3/4 | ZYPE PIPE 3/4
Yes | OV11717 | 11/25/2015 | ADJS | ADJS WATER SOLUTIONS | PVC AP_COUP TRD_3/4 | AP COUPLING THREADED 3/4" | 8 | 12 | ZYPE COUPLING THREADED 3/4" | ZYPE COUPLING THREADED 3/4"
Yes | OV11717 | 11/25/2015 | ADJS | ADJS WATER SOLUTIONS | PVC AP_IN RED_3/4x1/2 | AP INSIDE REDUCER 3/4" x 1/2" | 2 | 5 | ZYPE INSIDE REDUCER 3/4" x 1/2" | ZYPE INSIDE REDUCER 3/4" x 1/2"
Yes | OV11717 | 11/25/2015 | ADJS | ADJS WATER SOLUTIONS | PVC AP_TEE PLN_1*1/2 | AP TEE PLAIN 1*1/2" | 8 | 72 | ZYPE TEE PLAIN 1*1/2" | ZYPE TEE PLAIN 1*1/2"
Yes | OV11718 | 11/25/2015 | ADJS | ADJS WATER SOLUTIONS | PVC AP_90ELB PLN_1*1/2 | AP 90° ELBOW PLAIN 1*1/2" | 10 | 45 | ZYPE 90° ELBOW PLAIN 1*1/2" | ZYPE 90° ELBOW PLAIN 1*1/2"
Yes | OV11718 | 11/25/2015 | ADJS | ADJS WATER SOLUTIONS | PVC AP_MALE A_1*1/2 | AP MALE ADAPTOR 1*1/2" | 4 | 31 | ZYPE MALE ADAPTOR 1*1/2" | ZYPE MALE ADAPTOR 1*1/2"
Yes | OV11718 | 11/25/2015 | ADJS | ADJS WATER SOLUTIONS | PVC - BVALVE 1x1/2 | BALL VALVE 1*1/2 | 2 | 177 | ZYPE BALL VALVE 1*1/2" | ZYPE BALL VALVE 1*1/2"
Yes | OV11718 | 11/25/2015 | ADJS | ADJS WATER SOLUTIONS | PVC AP_IN RED_2x1*1/2 | AP INSIDE REDUCER 2" x 1*1/2" | 4 | 31 | ZYPE INSIDE REDUCER 2" x 1*1/2" | ZYPE INSIDE REDUCER 2" x 1*1/2"
Yes | OV11718 | 11/25/2015 | ADJS | ADJS WATER SOLUTIONS | PVC - BVALVE 2" | BALL VALVE 2" | 3 | 262 | ZYPE BALL VALVE 2" | ZYPE BALL VALVE 2"
Yes | OV11718 | 11/25/2015 | ADJS | ADJS WATER SOLUTIONS | PVC AP_90ELB PLN_2 | AP 90° ELBOW PLAIN 2" | 10 | 87 | ZYPE 90° ELBOW PLAIN 2" | ZYPE 90° ELBOW PLAIN 2"
Yes | OV11718 | 11/25/2015 | ADJS | ADJS WATER SOLUTIONS | PVC-TPL2 | TEE PLAIN 2" | 6 | 146 | #N/A | TEE PLAIN 2"
Yes | OV11718 | 11/25/2015 | ADJS | ADJS WATER SOLUTIONS | PVC AP_PTN PLN_2 | AP PATENTE PLAIN 2" | 4 | 273 | ZYPE PATENTE PLAIN 2" | ZYPE PATENTE PLAIN 2"
Yes | OV11718 | 11/25/2015 | ADJS | ADJS WATER SOLUTIONS | PVC AP_COUP PLN_2 | AP COUPLING PLAIN 2" | 6 | 54 | ZYPE COUPLING PLAIN 2" | ZYPE COUPLING PLAIN 2"
Yes | OV11718 | 11/25/2015 | ADJS | ADJS WATER SOLUTIONS | PVC - P2 | PIPE 2" | 1 | 775 | ZYPE PIPE 2" | ZYPE PIPE 2"
Yes | OV11719 | 11/23/2015 | WATER SOURCE | WATER SOURCE SYSTEM TECHNOLOGY | ACCS_H9903 | FRP ADAPTER H9903 (4" x 2.5") | 2 | 400 | #N/A | FRP ADAPTER H9903 (4" x 2.5")
Yes | OV11720 | 11/23/2015 | WATER SOURCE | WATER SOURCE SYSTEM TECHNOLOGY | ACCS_H9903 | FRP ADAPTER H9903 (4" x 2.5") | 4 | 400 | #N/A | FRP ADAPTER H9903 (4" x 2.5")
Yes | OV11721 | 11/25/2015 | 99 COM | 99 COMMERCIAL INC. | FILAB 20-0.22 | ABSOLUTE FILTER 20SL - 0.2mic. (499mm) | 10 | 1200 | ABSOLUTE FILTER 20SL - 0.2 MICRON (499mm) | ABSOLUTE FILTER 20SL - 0.2 MICRON (499mm)
Yes | OV11721 | 11/25/2015 | 99 COM | 99 COMMERCIAL INC. | VH F75 | RUNXIN HEAD F75 Ai SEDIMENT 4" | 1 | 9500 | RUNXIN DIGITAL HEAD F75A1 SEDIMENT 4" (10m³/h) | RUNXIN DIGITAL HEAD F75A1 SEDIMENT 4" (10m³/h)
Yes | OV11721 | 11/25/2015 | 99 COM | 99 COMMERCIAL INC. | PRE FM 10 | FLOWMETER PANEL 10 GPM (2510M) MBLD/Aqua | 2 | 2500 | FLOWMETER PANEL 10 GPM (2510M) - 1" male thread | FLOWMETER PANEL 10 GPM (2510M) - 1" male thread
Yes | OV11721 | 11/25/2015 | 99 COM | 99 COMMERCIAL INC. | ACCS_BRAC BBT | BRACKET STEEL BB TAIWAN | 1 | 0 | BRACKET STEEL BB TAIWAN | BRACKET STEEL BB TAIWAN
Yes | OV11721 | 11/25/2015 | 99 COM | 99 COMMERCIAL INC. | ACCS_SCREW2 | SCREW for BB HOUSING | 4 | 0 | SCREW FOR BB HOUSING | SCREW FOR BB HOUSING
Yes | OV11721 | 11/25/2015 | 99 COM | 99 COMMERCIAL INC. | ACCS_SPNR BB-T | SPANNER WRENCH BB TAIWAN | 1 | 0 | SPANNER WRENCH BB TAIWAN (BLACK) | SPANNER WRENCH BB TAIWAN (BLACK)
Yes | OV11721 | 11/25/2015 | 99 COM | 99 COMMERCIAL INC. | HOUSING BB20-T | BIG BLUE HOUSING 20" npt 1" TAiWAN | 1 | 1600 | (bdle) BIG BLUE HOUSING 20" npt 1" TAIWAN w/ ACCS. | (bdle) BIG BLUE HOUSING 20" npt 1" TAIWAN w/ ACCS.
Yes | OV11721 | 11/25/2015 | 99 COM | 99 COMMERCIAL INC. | PRE PG 150 SIDE | PRESSURE GAUGE 150 PSI - SIDE MOUNTED | 12 | 450 | PRESSURE GAUGE 150 PSI - SIDE MOUNTED | PRESSURE GAUGE 150 PSI - SIDE MOUNTED
Yes | OV11721 | 11/25/2015 | 99 COM | 99 COMMERCIAL INC. | PRE MPC-06 | MASAKI LOW PRESSURE SWITCH MPC-06 | 1 | 1200 | MASAKI LOW PRESSURE SWITCH MPC-06 | MASAKI LOW PRESSURE SWITCH MPC-06
Yes | OV11721 | 11/25/2015 | 99 COM | 99 COMMERCIAL INC. | ACCS_CTR RTK | ROTEK COMPUTER CONTROLLER | 1 | 5500 | ROTEK COMPUTER CONTROLLER | ROTEK COMPUTER CONTROLLER
Yes | OV11721 | 11/25/2015 | 99 COM | 99 COMMERCIAL INC. | PVC AP_IN RED_3/4x1/2 | AP INSIDE REDUCER 3/4" x 1/2" | 60 | 7.5 | ZYPE INSIDE REDUCER 3/4" x 1/2" | ZYPE INSIDE REDUCER 3/4" x 1/2"
Yes | OV11721 | 11/25/2015 | 99 COM | 99 COMMERCIAL INC. | PVC AP_IN RED_1x3/4 | AP INSIDE REDUCER 1" x 3/4" | 60 | 11 | ZYPE INSIDE REDUCER 1" x 3/4" | ZYPE INSIDE REDUCER 1" x 3/4"
Yes | OV11721 | 11/25/2015 | 99 COM | 99 COMMERCIAL INC. | PVC AP_BCHECK_1" | AP BALL CHECK VALVE 1" | 10 | 700 | ZYPE BALL CHECK VALVE 1" | ZYPE BALL CHECK VALVE 1"
Yes | OV11722 | 11/25/2015 | 99 COM | 99 COMMERCIAL INC. | PVC AP_COUP PLN_1/2 | AP COUPLING PLAIN 1/2" | 30 | 6.5 | ZYPE COUPLING PLAIN 1/2" | ZYPE COUPLING PLAIN 1/2"
Yes | OV11722 | 11/25/2015 | 99 COM | 99 COMMERCIAL INC. | PVC AP_DUBV_1 | AP DOUBLE UNION BALL VALVE 1" | 15 | 600 | ZYPE DOUBLE UNION BALL VALVE 1" | ZYPE DOUBLE UNION BALL VALVE 1"
Yes | OV11722 | 11/25/2015 | 99 COM | 99 COMMERCIAL INC. | PVC AP_DUBV_3/4 | AP DOUBLE UNION BALL VALVE 3/4" | 30 | 345 | ZYPE DOUBLE UNION BALL VALVE 3/4" | ZYPE DOUBLE UNION BALL VALVE 3/4"
Yes | OV11722 | 11/25/2015 | 99 COM | 99 COMMERCIAL INC. | PVC AP_90ELB PLN_1 | AP 90° ELBOW PLAIN 1" | 13 | 23 | ZYPE 90° ELBOW PLAIN 1" | ZYPE 90° ELBOW PLAIN 1"
Yes | OV11722 | 11/25/2015 | 99 COM | 99 COMMERCIAL INC. | PVC AP_90ELB PLN_1/2 | AP 90° ELBOW PLAIN 1/2" | 30 | 10 | ZYPE 90° ELBOW PLAIN 1/2" | ZYPE 90° ELBOW PLAIN 1/2"
Yes | OV11722 | 11/25/2015 | 99 COM | 99 COMMERCIAL INC. | PVC AP_MALE A_1 | AP MALE ADAPTOR 1" | 30 | 22 | ZYPE MALE ADAPTOR 1" | ZYPE MALE ADAPTOR 1"
Yes | OV11722 | 11/25/2015 | 99 COM | 99 COMMERCIAL INC. | PVC AP_PTN PLN_1 | AP PATENTE PLAIN 1" | 30 | 98 | ZYPE PATENTE PLAIN 1" | ZYPE PATENTE PLAIN 1"
Yes | OV11722 | 11/25/2015 | 99 COM | 99 COMMERCIAL INC. | PVC AP_PTN PLN_1/2 | AP PATENTE PLAIN 1/2" | 30 | 50 | ZYPE PATENTE PLAIN 1/2" | ZYPE PATENTE PLAIN 1/2"
Yes | OV11723 | 11/25/2015 | AQUA INC | ACQUATEC INCORPORATED | PRE PCV 1/2"ss | PRESSURE CONTROL VALVE 1/2"SS | 20 | 550 | PRESSURE CONTROL VALVE 1/2" SS | PRESSURE CONTROL VALVE 1/2" SS
Yes | OV11723 | 11/25/2015 | AQUA INC | ACQUATEC INCORPORATED | PRE PCV 3/4"ss | PRESSURE CONTROL VALVE 3/4" SS | 11 | 650 | PRESSURE CONTROL VALVE 3/4" SS | PRESSURE CONTROL VALVE 3/4" SS
Yes | OV11723 | 11/25/2015 | AQUA INC | ACQUATEC INCORPORATED | MF RESIN H-C100E | RESIN H-C 100E (new) | 10 | 1500 | HI-GRADE RESIN H-C 100E | HI-GRADE RESIN H-C 100E
Yes | OV11723 | 11/25/2015 | AQUA INC | ACQUATEC INCORPORATED | ACCS_RTUBE | RISER TUBE ONLY (10x54) | 5 | 0 | RISER TUBE for 10 x 54 FRP | RISER TUBE for 10 x 54 FRP
Yes | OV11723 | 11/25/2015 | AQUA INC | ACQUATEC INCORPORATED | ACCS_STSB | STRAINER H 2807 | 5 | 0 | #N/A | STRAINER H 2807
Yes | OV11723 | 11/25/2015 | AQUA INC | ACQUATEC INCORPORATED | FRP 1054 WV_1 | FRP TANK 10" x 54" WAVE CYBER BEIGE color | 5 | 2500 | (bdle) FRP TANK 10" x 54" (-2.5T) WAVE CYBER BEIGE color w/ ACCS. | (bdle) FRP TANK 10" x 54" (-2.5T) WAVE CYBER BEIGE color w/ ACCS.
Yes | OV11724 | 11/24/2015 | MEREPHIL | MEREPHIL CHEMICAL TREATMENT | ACCS_STS | STRAINER H 2805 | 4 | 0 | #N/A | STRAINER H 2805
Yes | OV11724 | 11/24/2015 | MEREPHIL | MEREPHIL CHEMICAL TREATMENT | VH F73A3 | RUNXIN HEAD TM F73 A3 SOFTENER | 2 | 14500 | RUNXIN DIGITAL HEAD F73A3 SOFTENER | RUNXIN DIGITAL HEAD F73A3 SOFTENER
Yes | OV11724 | 11/24/2015 | MEREPHIL | MEREPHIL CHEMICAL TREATMENT | PUMP-TVP | TEKNA ELECTRONIC MATERIAL PUMP - AKS603NHP0800 | 2 | 14000 | TEKNA ELECTRONIC MATERIAL PUMP - AKS603NHP0800 | TEKNA ELECTRONIC MATERIAL PUMP - AKS603NHP0800
Yes | OV11725G | 11/23/2015 | UNITEC | UNITEC PIPES MFG. CORP. | GAL_NST CUP | NON-SPILL TYPE for ROUND CONT (half-cap) | 20 | 4 | HALF-CAP NON-SPILL TYPE for ROUND CONT | HALF-CAP NON-SPILL TYPE for ROUND CONT
Yes | OV11725G | 11/23/2015 | UNITEC | UNITEC PIPES MFG. CORP. | GAL_RND | ROUND CONTAINER 5 GALLON | 10 | 131 | ROUND CONTAINER 5 GALLON | ROUND CONTAINER 5 GALLON
Yes | OV11726 | 11/23/2015 | PAPERLINK | PAPERLINK CORPORATION | PRE PS EMP HIGH | EMPRESS PRESSURE SWITCH HIGH w/ PUSH PIN | 1 | 1200 | EMPRESS PRESSURE SWITCH HIGH w/ PUSH PIN | EMPRESS PRESSURE SWITCH HIGH w/ PUSH PIN
Yes | OV11727 | 11/23/2015 | GQWEST | GLOBAL QUALITY WATERS & ENVT'L. SOL. TECH. | PRE VALVE 1*1/2 SAN | SOLENOID VALVE 1*1/2" BRASS SANLIXIN | 1 | 3000 | SOLENOID VALVE 1*1/2" BRASS SANLIXIN | SOLENOID VALVE 1*1/2" BRASS SANLIXIN
Yes | OV11728G | 11/23/2015 | RN NATURAL | RN NATURAL ALKALINE WATER | GAL_SEAL FCT | FAUCET SEAL | 1 | 180 | #N/A | FAUCET SEAL
Yes | OV11728G | 11/23/2015 | RN NATURAL | RN NATURAL ALKALINE WATER | GAL_SEAL OVERALL | OVER-ALL UMBRELLA CAP SEAL 1,000pcs./2pack | 1 | 270 | OVER-ALL UMBRELLA CAP SEAL 1,000pcs/2PACK | OVER-ALL UMBRELLA CAP SEAL 1,000pcs/2PACK
Yes | OV11729 | 11/23/2015 | RN NATURAL | RN NATURAL ALKALINE WATER | FIL WC 20SLPP | WATERCHECK 20SL - 5 MICRON | 7 | 95 | #N/A | WATERCHECK 20SL - 5 MICRON
Yes | OV11729 | 11/23/2015 | RN NATURAL | RN NATURAL ALKALINE WATER | FIL PRIME CBF20SL | PURE PRIME 20SL - CARBON Filter | 5 | 300 | PURE PRIME 20SL - CARBON Filter | PURE PRIME 20SL - CARBON Filter
Yes | OV11730 | 11/23/2015 | PAMINTUAN S. | Vanessa Pamintuan | HOSE 1/4 B | HOSE R.O TUBING 1/4 BLUE color | 2 | 35 | CCK R.O TUBING HOSE 1/4" BLUE color (300 meter/roll) | CCK R.O TUBING HOSE 1/4" BLUE color (300 meter/roll)
Yes | OV11730 | 11/23/2015 | PAMINTUAN S. | Vanessa Pamintuan | SP_CONN C604 | PUSH FITTING SPC 6 - 04 (6mm.x1/2) straight snap | 1 | 80 | PUSH FITTING SPC 6 - 04 (6mm.x1/2) straight snap | PUSH FITTING SPC 6 - 04 (6mm.x1/2) straight snap
Yes | OV11731 | 11/23/2015 | AQUA MEDICS | HYDROMEDICS CO. LTD. | FIL DGD2501 20BB-PT | PENTEK BB20 DGD 2501 | 6 | 580 | #N/A | PENTEK BB20 DGD 2501
Yes | OV11732 | 11/23/2015 | DIZON G | GIL DIZON | FIL PRIME10SL-PP5 | PURE PRIME 10SL - 5 MICRON | 2 | 50 | PURE PRIME 10SL - 5 MICRON | PURE PRIME 10SL - 5 MICRON
Yes | OV11733 | 11/23/2015 | RUBEN | BARONTECH INDUSTRIAL CORP. | PRE PG 150 SIDE | PRESSURE GAUGE 150 PSI - SIDE MOUNTED | 1 | 400 | PRESSURE GAUGE 150 PSI - SIDE MOUNTED | PRESSURE GAUGE 150 PSI - SIDE MOUNTED
Yes | OV11733 | 11/23/2015 | RUBEN | BARONTECH INDUSTRIAL CORP. | FIL WC 10SL-CBF | WATERCHECK 10SL - CBF | 1 | 130 | #N/A | WATERCHECK 10SL - CBF
Yes | OV11733 | 11/23/2015 | RUBEN | BARONTECH INDUSTRIAL CORP. | FIL WC 10SL-PP | WATERCHECK 10SL - 5 MICRON | 1 | 35 | #N/A | WATERCHECK 10SL - 5 MICRON
Yes | OV11733 | 11/23/2015 | RUBEN | BARONTECH INDUSTRIAL CORP. | FIL WC 10BB-CBF | WATERCHECK 10BB - CBF | 1 | 450 | #N/A | WATERCHECK 10BB - CBF
Yes | OV11733 | 11/23/2015 | RUBEN | BARONTECH INDUSTRIAL CORP. | FIL WC 10BB-PP | WATERCHECK 10BB -5 MICRON | 1 | 180 | #N/A | WATERCHECK 10BB -5 MICRON
Yes | OV11733 | 11/23/2015 | RUBEN | BARONTECH INDUSTRIAL CORP. | PVC- TEFLON | TEFLON TAPE | 30 | 13 | TITANIUM TEFLON TAPE 3/4" | TITANIUM TEFLON TAPE 3/4"
Yes | OV11733 | 11/23/2015 | RUBEN | BARONTECH INDUSTRIAL CORP. | PVC - C -711-32OZ. | PVC 711 CEMENT 32oz. | 3 | 918 | WELD-ON PVC 711 CEMENT 32oz. | WELD-ON PVC 711 CEMENT 32oz.
Yes | OV11734 | 11/23/2015 | AQUASOFT-CALOOCAN | AQUASOFT- CALOOCAN | PUMP ATS1000 | AQUA TEDELA ATS-1000 1.3hp (1kw) | 1 | 4700 | AQUA TEDELA ATS-1000 1.3hp (1kw) | AQUA TEDELA ATS-1000 1.3hp (1kw)
Yes | OV11734 | 11/23/2015 | AQUASOFT-CALOOCAN | AQUASOFT- CALOOCAN | MEM_ULP11-4040 | VONTRON MEMBRANE ULP11 - 40 x 40 | 2 | 7500 | VONTRON MEMBRANE ULP11 40 x 40 | VONTRON MEMBRANE ULP11 40 x 40
Yes | OV11735 | 11/23/2015 | AQUA BANK | CL8 TRADING & WATER FILTRATION SERVICES | PRE CV 2" | CHECK VALVE 2" SS304 | 3 | 1800 | SS304 CHECK VALVE 2" | SS304 CHECK VALVE 2"
Yes | OV11735 | 11/23/2015 | AQUA BANK | CL8 TRADING & WATER FILTRATION SERVICES | PRE GV 2" | GATE VALVE 2" SS304 | 3 | 3500 | SS304 GATE VALVE 2" | SS304 GATE VALVE 2"
Yes | OV11736 | 11/23/2015 | ACE WATER SPA | ACE WATER SPA | HOSE 64 | HOSE 6 X 4 mm. TRANSPARENT color | 25 | 40 | CHINAUST HOSE 6 x 4 mm. TRANSPARENT (200 meter/roll) | CHINAUST HOSE 6 x 4 mm. TRANSPARENT (200 meter/roll)
Yes | OV11737 | 11/23/2015 | CAMDEN | CAMDEN INTERNATIONAL SALES,INC. | ACCS_STR6700 | STRAINER HD 6700 Bottom Distribution | 1 | 4200 | STRAINER HD 6700-B1 BOTTOM (36" 35x308) (thin lateral) | STRAINER HD 6700-B1 BOTTOM (36" 35x308) (thin lateral)
Yes | OV11738 | 11/23/2015 | VERBE | VERBE ENTERPRISE | PRE PCV 1/2"ss | PRESSURE CONTROL VALVE 1/2"SS | 17 | 550 | PRESSURE CONTROL VALVE 1/2" SS | PRESSURE CONTROL VALVE 1/2" SS
Yes | OV11739 | 11/23/2015 | POLYTRADE | POLYTRADE SALES & SERVICES, INC. |  | PURE PRIME 30SL - 5 MICRON | 112 | 0 | PURE PRIME 30SL - 5 MICRON | PURE PRIME 30SL - 5 MICRON
Yes | OV11740 | 11/24/2015 | DRAJDAN | DRAJDAN ELECTRO-MECHANICAL TRADING & SERVICES | NIP_NP1/2" | NIPLE REDUCER 1/2" SS | 1 | 70 | NIPPLE REDUCER M-THREAD PIPE 1/2" STAINLESS | NIPPLE REDUCER M-THREAD PIPE 1/2" STAINLESS
Yes | OV11740 | 11/24/2015 | DRAJDAN | DRAJDAN ELECTRO-MECHANICAL TRADING & SERVICES | PVC-ELB-TRD 1/2 | ELBOW THREADED 1/2 | 1 | 23 | ZYPE 90° ELBOW THREADED 1/2" | ZYPE 90° ELBOW THREADED 1/2"
Yes | OV11740 | 11/24/2015 | DRAJDAN | DRAJDAN ELECTRO-MECHANICAL TRADING & SERVICES | PVC - BVALVE 1/2 | BALL VALVE 1/2 | 1 | 80 | #N/A | BALL VALVE 1/2
Yes | OV11740 | 11/24/2015 | DRAJDAN | DRAJDAN ELECTRO-MECHANICAL TRADING & SERVICES | PVC AP_90ELB PLN_1/2 | AP 90° ELBOW PLAIN 1/2" | 4 | 10 | ZYPE 90° ELBOW PLAIN 1/2" | ZYPE 90° ELBOW PLAIN 1/2"
Yes | OV11741 | 11/24/2015 | TURBULENT | TURBULENT DRIP SALES INC. | PVC AP_90ELB PLN_2*1/2 | AP 90° ELBOW PLAIN 2*1/2" | 5 | 170 | ZYPE 90° ELBOW PLAIN 2*1/2" | ZYPE 90° ELBOW PLAIN 2*1/2"
Yes | OV11741 | 11/24/2015 | TURBULENT | TURBULENT DRIP SALES INC. | PVC - INS RED_13 | INSIDE REDUCER 2*1/2 x 2 | 5 | 180 | #N/A | INSIDE REDUCER 2*1/2 x 2
Yes | OV11741 | 11/24/2015 | TURBULENT | TURBULENT DRIP SALES INC. | PVC AP_MALE A_1 | AP MALE ADAPTOR 1" | 10 | 25 | ZYPE MALE ADAPTOR 1" | ZYPE MALE ADAPTOR 1"
Yes | OV11741 | 11/24/2015 | TURBULENT | TURBULENT DRIP SALES INC. | PVC AP_TEE PLN_1/2 | AP TEE PLAIN 1/2" | 20 | 18 | ZYPE TEE PLAIN 1/2" | ZYPE TEE PLAIN 1/2"
Yes | OV11741 | 11/24/2015 | TURBULENT | TURBULENT DRIP SALES INC. | PVC AP_90ELB PLN_1/2 | AP 90° ELBOW PLAIN 1/2" | 20 | 15 | ZYPE 90° ELBOW PLAIN 1/2" | ZYPE 90° ELBOW PLAIN 1/2"
Yes | OV11741 | 11/24/2015 | TURBULENT | TURBULENT DRIP SALES INC. | PVC AP_DUBV_1 | AP DOUBLE UNION BALL VALVE 1" | 4 | 460 | ZYPE DOUBLE UNION BALL VALVE 1" | ZYPE DOUBLE UNION BALL VALVE 1"
Yes | OV11741 | 11/24/2015 | TURBULENT | TURBULENT DRIP SALES INC. | PVC AP_COUP PLN_2 | AP COUPLING PLAIN 2" | 5 | 100 | ZYPE COUPLING PLAIN 2" | ZYPE COUPLING PLAIN 2"
Yes | OV11741 | 11/24/2015 | TURBULENT | TURBULENT DRIP SALES INC. | PVC AP_TEE PLN_2 | AP TEE PLAIN 2" | 10 | 190 | ZYPE TEE PLAIN 2" | ZYPE TEE PLAIN 2"
Yes | OV11741 | 11/24/2015 | TURBULENT | TURBULENT DRIP SALES INC. | PVC AP_COUP TRD_1/2 | AP COUPLING THREADED 1/2" | 20 | 30 | ZYPE COUPLING THREADED 1/2" | ZYPE COUPLING THREADED 1/2"
Yes | OV11741 | 11/24/2015 | TURBULENT | TURBULENT DRIP SALES INC. | PVC - C-711-0.5L | PVC 711 CEMENT | 5 | 590 | WELD-ON PVC 711 CEMENT 16oz. | WELD-ON PVC 711 CEMENT 16oz.
Yes | OV11741 | 11/24/2015 | TURBULENT | TURBULENT DRIP SALES INC. |  |  |  |  | #N/A
Yes | OV11742 | 11/24/2015 | AQUALITY | JL DIAL MED TRADING CO. | PVC- TEFLON | TEFLON TAPE | 10 | 15 | TITANIUM TEFLON TAPE 3/4" | TITANIUM TEFLON TAPE 3/4"
Yes | OV11742 | 11/24/2015 | AQUALITY | JL DIAL MED TRADING CO. | PVC AP_TEE PLN_1/2 | AP TEE PLAIN 1/2" | 4 | 14 | ZYPE TEE PLAIN 1/2" | ZYPE TEE PLAIN 1/2"
Yes | OV11742 | 11/24/2015 | AQUALITY | JL DIAL MED TRADING CO. | HOSE 4X0.75T | HOSE 4 X 0.75 TRANSPARENT | 4 | 35 | CHINAUST HOSE 4 x 0.75 mm TRANSPARENT (500 meter/roll) | CHINAUST HOSE 4 x 0.75 mm TRANSPARENT (500 meter/roll)
Yes | OV11742 | 11/24/2015 | AQUALITY | JL DIAL MED TRADING CO. | SP_FSPLF1/4" | FITTING STAINLESS SPLF 1/4" (4x7.5) fm. Elb. Thrd. | 3 | 60 | FITTING STAINLESS SPLF 1/4" (4x7.5) female elbow | FITTING STAINLESS SPLF 1/4" (4x7.5) female elbow
Yes | OV11743 | 11/24/2015 | SEACOM | SEACOM, INC. | ROM_LCHR | FILMTEC BW30 40 x 40 L.C.H.R | 7 | 12500 | FILMTEC BW30 40 x 40 L.C.H.R | FILMTEC BW30 40 x 40 L.C.H.R
Yes | OV11744 | 11/24/2015 | MEGAFIL | MEGAFIL INDUSTRIAL SALES INC. | FIL HYDRO 20BB-PP | HYDROSEP 20BB - 10 MICRON | 2 | 672 | #N/A | HYDROSEP 20BB - 10 MICRON
Yes | OV11745 | 11/24/2015 | SEACOM | SEACOM, INC. | ACCS_INDI G | INDICATOR LIGHT GREEN | 2 | 150 | AD105-16C GOCHENG INDICATOR LIGHT GREEN | AD105-16C GOCHENG INDICATOR LIGHT GREEN
Yes | OV11746 | 11/24/2015 | SALAZAR, R. | RAMON SALAZAR | HOSE 1/4 W | HOSE R.O TUBING 1/4 WHITE color | 2 | 40 | CCK R.O TUBING HOSE 1/4" WHITE color (300 meter/roll) | CCK R.O TUBING HOSE 1/4" WHITE color (300 meter/roll)
Yes | OV11746 | 11/24/2015 | SALAZAR, R. | RAMON SALAZAR | HOSE 64 | HOSE 6 X 4 mm. TRANSPARENT color | 2 | 40 | CHINAUST HOSE 6 x 4 mm. TRANSPARENT (200 meter/roll) | CHINAUST HOSE 6 x 4 mm. TRANSPARENT (200 meter/roll)
Yes | OV11746 | 11/24/2015 | SALAZAR, R. | RAMON SALAZAR | SP_CONN L602 | PUSH FITTING SPL 6 - 02 (6mm.x1/4) male elbow | 3 | 60 | PUSH FITTING SPL 6 - 02 (6mm.x1/4) male elbow | PUSH FITTING SPL 6 - 02 (6mm.x1/4) male elbow
Yes | OV11747 | 11/24/2015 | AQUASOFT-CALOOCAN | AQUASOFT- CALOOCAN | FIL GAC 10SL | WATERCHECK GAC - 10SL | 2 | 250 | #N/A | WATERCHECK GAC - 10SL
Yes | OV11747 | 11/24/2015 | AQUASOFT-CALOOCAN | AQUASOFT- CALOOCAN | FIL PRIME10SL-PP5 | PURE PRIME 10SL - 5 MICRON | 2 | 60 | PURE PRIME 10SL - 5 MICRON | PURE PRIME 10SL - 5 MICRON
Yes | OV11747 | 11/24/2015 | AQUASOFT-CALOOCAN | AQUASOFT- CALOOCAN | FIL HYDRO 10SL CBF | HYDROSEP 10SL - CBF | 1 | 275 | #N/A | HYDROSEP 10SL - CBF
Yes | OV11748 | 11/24/2015 | BLES LAUNDRY | BLES LAUNDRY AND WATER STATION | ACCS_AP2000W | HEAT GUN AP2000W model | 1 | 750 | HEAT GUN AP2000W model | HEAT GUN AP2000W model
Yes | OV11749 | 11/24/2015 | STANCHEM | STANCHEM PHILS. INCORPORATED | FIL WC 40SL-PP | WATERCHECK 40SL - 5 MICRON | 60 | 200 | #N/A | WATERCHECK 40SL - 5 MICRON
Yes | OV11750 | 11/24/2015 | TRIPLE P | TRIPLE P PLUS R INC. | FRP BTS 140L. | BRINE TANK 140L. (light gray) | 1 | 1440 | #N/A | BRINE TANK 140L. (light gray)
Yes | OV11750 | 11/24/2015 | TRIPLE P | TRIPLE P PLUS R INC. | SP_FSPLF1/4" | FITTING STAINLESS SPLF 1/4" (4x7.5) fm. Elb. Thrd. | 2 | 80 | FITTING STAINLESS SPLF 1/4" (4x7.5) female elbow | FITTING STAINLESS SPLF 1/4" (4x7.5) female elbow
Yes | OV11751 | 11/25/2015 | TAICHEM | TAIHON CHEMICALS & SERVICES INC. | FIL WC 10SL-PP | WATERCHECK 10SL - 1 MICRON | 15 | 35 | #N/A | WATERCHECK 10SL - 1 MICRON
Yes | OV11751 | 11/25/2015 | TAICHEM | TAIHON CHEMICALS & SERVICES INC. | FIL WC 10SL-CBF | WATERCHECK 10SL - CBF | 1 | 130 | #N/A | WATERCHECK 10SL - CBF
Yes | OV11752 | 11/25/2015 | WATER SOURCE | WATER SOURCE SYSTEM TECHNOLOGY | PVC AP_COUP TRD_1/2 | AP COUPLING THREADED 1/2" | 100 | 7 | ZYPE COUPLING THREADED 1/2" | ZYPE COUPLING THREADED 1/2"
Yes | OV11752 | 11/25/2015 | WATER SOURCE | WATER SOURCE SYSTEM TECHNOLOGY | PVC AP_PTN PLN_1/2 | AP PATENTE PLAIN 1/2" | 300 | 34 | ZYPE PATENTE PLAIN 1/2" | ZYPE PATENTE PLAIN 1/2"
Yes | OV11752 | 11/25/2015 | WATER SOURCE | WATER SOURCE SYSTEM TECHNOLOGY | PVC AP_MALE A_1 | AP MALE ADAPTOR 1" | 200 | 15 | ZYPE MALE ADAPTOR 1" | ZYPE MALE ADAPTOR 1"
Yes | OV11753 | 11/26/2015 | RHP ELECT | RHP ELECTROMECHANICAL SALES & SERVICES CORP. | PUMP CHLF4-60 | CHLF4-60 (3hp) 2.2kw. 1 PHA | 2 | 15190 | #N/A | CHLF4-60 (3hp) 2.2kw. 1 PHA
Yes | OV11754 | 11/25/2015 | AJR & C-FOUR | AJR & C-FOUR WATER PARTS & SERVICES | PUMP-TVP | TEKNA ELECTRONIC MATERIAL PUMP - AKS603NHP0800 | 2 | 12500 | TEKNA ELECTRONIC MATERIAL PUMP - AKS603NHP0800 | TEKNA ELECTRONIC MATERIAL PUMP - AKS603NHP0800
Yes | OV11755 | 11/25/2015 | WARLEN | WARLEN INDUSTRIAL SALES CORP. | PRE MPC-30 | MASAKI HIGH PRESSURE SWITCH MPC-30 | 1 | 2800 | MASAKI HIGH PRESSURE SWITCH MPC-30 | MASAKI HIGH PRESSURE SWITCH MPC-30
Yes | OV11755 | 11/25/2015 | WARLEN | WARLEN INDUSTRIAL SALES CORP. |  |  |  |  | #N/A
Yes | OV11756 | 11/26/2015 | DELCARE | DELCARE |  | AQUA TEDELA ATS-550 3/4hp (0.55kw) | 5 | 0 | AQUA TEDELA ATS-550 3/4hp (0.55kw) | AQUA TEDELA ATS-550 3/4hp (0.55kw)
Yes | OV11756 | 11/26/2015 | DELCARE | DELCARE |  | RUNXIN HEAD F67 SEDIMENT B1 | 4 | 0 | RUNXIN DIGITAL HEAD F67B1 SEDIMENT (4m³/h) | RUNXIN DIGITAL HEAD F67B1 SEDIMENT (4m³/h)
Yes | OV11756 | 11/26/2015 | DELCARE | DELCARE |  | RUNXIN HEAD F63 SOFTENER B1 | 2 | 0 | RUNXIN DIGITAL HEAD F63B1 SOFTENER (4m³/h) | RUNXIN DIGITAL HEAD F63B1 SOFTENER (4m³/h)
Yes | OV11756 | 11/26/2015 | DELCARE | DELCARE |  | CNP Vertical Pump CDLF1-90 (1hp) 0.75kw. 1PHASE | 2 | 0 | CNP VERTICAL Pump CDLF 1-9 (1hp) 0.75kw 220v - 1 PH | CNP VERTICAL Pump CDLF 1-9 (1hp) 0.75kw 220v - 1 PH
Yes | OV11756 | 11/26/2015 | DELCARE | DELCARE |  | STRAINER H 2805 Fleck Top Distribution (6"-12") | 6 | 0 | STRAINER H 2805 TOP (6"-12") | STRAINER H 2805 TOP (6"-12")
Yes | OV11756 | 11/26/2015 | DELCARE | DELCARE |  | ELBOW FOR RUNXIN F 67 | 8 | 0 | 1" ELBOW CONNECTOR FOR F67 | 1" ELBOW CONNECTOR FOR F67
Yes | OV11756 | 11/26/2015 | DELCARE | DELCARE |  |  |  |  | #N/A
Yes | OV11757 | 11/26/2015 | KEMIQUE | KEMIQUE WATER SOLUZIONE | FRP 3672 JMP | FRP TANK 36" x 72" JM PENTAIR BEIGE color | 1 | 48000 | FRP TANK 36" x 72" (-4T) JM PENTAIR BEIGE color | FRP TANK 36" x 72" (-4T) JM PENTAIR BEIGE color
Yes | OV11757 | 11/26/2015 | KEMIQUE | KEMIQUE WATER SOLUZIONE | VH F78BS | RUNXIN HEAD F78BS SEDIMENT (MANUAL) | 1 | 30500 | #N/A | RUNXIN HEAD F78BS SEDIMENT (MANUAL)
Yes | OV11757 | 11/26/2015 | KEMIQUE | KEMIQUE WATER SOLUZIONE | ACCS_STR5671 | STRAINER H 5671 Top Distribution | 1 | 1800 | STRAINER H 5671 TOP (21-36") | STRAINER H 5671 TOP (21-36")
Yes | OV11757 | 11/26/2015 | KEMIQUE | KEMIQUE WATER SOLUZIONE | ACCS_STR6700 | STRAINER HD 6700 Bottom Distribution | 1 | 4200 | STRAINER HD 6700-B1 BOTTOM (36" 35x308) (thin lateral) | STRAINER HD 6700-B1 BOTTOM (36" 35x308) (thin lateral)
Yes | OV11757 | 11/26/2015 | KEMIQUE | KEMIQUE WATER SOLUZIONE | VH_MANUAL 4" | 4" SIDE MOUNTED CONNECTOR | 1 | 2300 | 4" SIDE MOUNTED CONNECTOR | 4" SIDE MOUNTED CONNECTOR
Yes | OV11758 | 11/26/2015 | GQWEST | GLOBAL QUALITY WATERS & ENVT'L. SOL. TECH. | ACCS_AP2000W | HEAT GUN AP2000W model | 30 | 550 | HEAT GUN AP2000W model | HEAT GUN AP2000W model
Yes | OV11759 | 11/26/2015 | EXEL | EXEL SYSTEM CONTROL & AUTOMATION INC. | FIL SFBB 2001 P | PUREGEN 20BB - 5 MICRON | 4 | 600 | #N/A | PUREGEN 20BB - 5 MICRON
Yes | OV11759 | 11/26/2015 | EXEL | EXEL SYSTEM CONTROL & AUTOMATION INC. | FIL PRIME 30SL | PURE PRIME 30SL - 5 MICRON | 50 | 150 | PURE PRIME 30SL - 5 MICRON | PURE PRIME 30SL - 5 MICRON
Yes | OV11760 | 11/26/2015 | EUROPRO | EURO PRODUCTS INC. | ACCS_STRU6370 | STRAINER HU 6370 Top - (18-21" 35x142) | 1 | 2000 | STRAINER HU 6370-B1 BOTTOM (18-21" 35x142) (thin lateral) | STRAINER HU 6370-B1 BOTTOM (18-21" 35x142) (thin lateral)
Yes | OV11760 | 11/26/2015 | EUROPRO | EURO PRODUCTS INC. | ACCS_STR6370 | STRAINER HD 6370 Bottom Distribution | 1 | 2800 | STRAINER HD 6370-B2 BOTTOM (18-21" 53x174) (thick lateral) | STRAINER HD 6370-B2 BOTTOM (18-21" 53x174) (thick lateral)
Yes | OV11761 | 11/24/2015 | QUANTUS | QUANTUS BUSINESS SERVICES INC | FIL PRIME10SL-PP1 | PURE PRIME 10SL - 1 MICRON | 2 | 50 | PURE PRIME 10SL - 1 MICRON | PURE PRIME 10SL - 1 MICRON
Yes | OV11761 | 11/24/2015 | QUANTUS | QUANTUS BUSINESS SERVICES INC | ACCS_SCREW1 | SCREW for SL HOUSING | 8 | 0 | SCREW FOR SL HOUSING | SCREW FOR SL HOUSING
Yes | OV11761 | 11/24/2015 | QUANTUS | QUANTUS BUSINESS SERVICES INC | ACCS_BRAC ST | BRACKET STEEL TAIWAN (new) | 2 | 0 | BRACKET STEEL TAIWAN (NEW) | BRACKET STEEL TAIWAN (NEW)
Yes | OV11761 | 11/24/2015 | QUANTUS | QUANTUS BUSINESS SERVICES INC | HOUSING SCH_10S | SLIM CLEAR HOUSING 10" npt 3/4" Taiwan | 2 | 800 | (bdle) SLIM CLEAR HOUSING 10" npt 3/4" TAIWAN w/ ACCS. | (bdle) SLIM CLEAR HOUSING 10" npt 3/4" TAIWAN w/ ACCS.
Yes | OV11762 | 11/24/2015 | AQUA JOY | AQUA JOY | FIL PRIME20SL-PP5 | PURE PRIME 20SL - 5 MICRON | 1 | 100 | PURE PRIME 20SL - 5 MICRON | PURE PRIME 20SL - 5 MICRON
Yes | OV11762 | 11/24/2015 | AQUA JOY | AQUA JOY | FIL PRIME CBF20SL | PURE PRIME 20SL - CARBON Filter | 1 | 300 | PURE PRIME 20SL - CARBON Filter | PURE PRIME 20SL - CARBON Filter
Yes | OV11762 | 11/24/2015 | AQUA JOY | AQUA JOY | FIL PRIME20BB-PP5 | PURE PRIME 20BB - 5 MICRON | 1 | 500 | PURE PRIME 20BB - 5 MICRON | PURE PRIME 20BB - 5 MICRON
Yes | OV11762 | 11/24/2015 | AQUA JOY | AQUA JOY | PRE MPC-06 | MASAKI LOW PRESSURE SWITCH MPC-06 | 1 | 1200 | MASAKI LOW PRESSURE SWITCH MPC-06 | MASAKI LOW PRESSURE SWITCH MPC-06
Yes | OV11763 | 11/24/2015 | JISMAR | JISMAR EQUIPMENT TRADING AND SERVICES | ACCS_HC | HOSE CONNECTOR for PRESSURE TANK | 5 | 0 | HOSE CONNECTOR for PRESSURE TANK | HOSE CONNECTOR for PRESSURE TANK
Yes | OV11763 | 11/24/2015 | JISMAR | JISMAR EQUIPMENT TRADING AND SERVICES | TANK_21L HYBLUE | PRESSURE TANK 22.7ltrs. (6 gallon) blue HYDROSEP | 5 | 2800 | (bdle) PRESSURE TANK 6 GALLON/22.7L. HYDROSEP BLUE w/ CONNECTOR | (bdle) PRESSURE TANK 6 GALLON/22.7L. HYDROSEP BLUE w/ CONNECTOR
Yes | OV11764 | 11/24/2015 | LIQUIMATE | LIQUIMATE PURIFIED WATER REFILLING STATION | ACCS_TDS LTHR | TDS METER w/ LEATHER CASE | 1 | 1200 | HM-3 TDS METER w/ LEATHER CASE | HM-3 TDS METER w/ LEATHER CASE
Yes | OV11765 | 11/25/2015 | DDA | DDA WATER ALKALINE | FIL PRIME20SL-PP1 | PURE PRIME 20SL - 1 MICRON | 5 | 100 | PURE PRIME 20SL - 1 MICRON | PURE PRIME 20SL - 1 MICRON
Yes | OV11765 | 11/25/2015 | DDA | DDA WATER ALKALINE | FIL PRIME20SL-PP5 | PURE PRIME 20SL - 5 MICRON | 5 | 100 | PURE PRIME 20SL - 5 MICRON | PURE PRIME 20SL - 5 MICRON
Yes | OV11766 | 11/25/2015 | HYDROTREAT | HYDROTREAT SYSTEM TECH., INC. | PUMP CHLF2-60 | CNP Horizontal Pump CHLF2-60 (2hp) 1.5kw. 1 PH | 1 | 11500 | CNP HORIZONTAL Pump CHLF 2-60 (2hp) 1.5kw - 1 PH | CNP HORIZONTAL Pump CHLF 2-60 (2hp) 1.5kw - 1 PH
Yes | OV11767 | 11/25/2015 | DR. CHIC | PRAND AGRI-COMPANY, INC. | CARTRIDGE_12 EUR T3S | EUREKA T3S 10" (triple cartridge) | 4 | 1980 | EUREKA EWPS-3S T3S 10" | EUREKA EWPS-3S T3S 10"
Yes | OV11769 | 11/25/2015 | GLORIA | HYDROCHEM PLUS INDUSTRIAL SALES | FIL WC 20SLPP | WATERCHECK 20SL - 20 MICRON | 5 | 70 | #N/A | WATERCHECK 20SL - 20 MICRON
Yes | OV11770 | 11/25/2015 | TRIPLE P | TRIPLE P PLUS R INC. | PUMP-APC 2 | AUTOMATIC PRESS CONTROL (MAC 02) | 1 | 2000 | MAZAKI AUTOMATIC PRESS CONTROL (MAC 02) | MAZAKI AUTOMATIC PRESS CONTROL (MAC 02)
Yes | OV11770 | 11/25/2015 | TRIPLE P | TRIPLE P PLUS R INC. | PUMP ATS1000 | AQUA TEDELA ATS-1000 1.3hp (1kw) | 1 | 4600 | AQUA TEDELA ATS-1000 1.3hp (1kw) | AQUA TEDELA ATS-1000 1.3hp (1kw)
Yes | OV11771 | 11/25/2015 | EZITECH | ORCA APPLIED ENGINEERING SOLUTIONS CORP. | MEM_UPL4021 | VONTRON MEMBRANE ULP21 - 4021 | 1 | 5500 | VONTRON MEMBRANE ULP21 40 x 21 | VONTRON MEMBRANE ULP21 40 x 21
Yes | OV11771 | 11/25/2015 | EZITECH | ORCA APPLIED ENGINEERING SOLUTIONS CORP. | HOUSING CBA-304-4 | HOUSING FOR RESIN 20SL PLASTIC | 3 | 240 | HOUSING FOR RESIN 20SL PLASTIC | HOUSING FOR RESIN 20SL PLASTIC
Yes | OV11771 | 11/25/2015 | EZITECH | ORCA APPLIED ENGINEERING SOLUTIONS CORP. | PVC AP_COUP TRD_1/2 | AP COUPLING THREADED 1/2" | 15 | 8.5 | ZYPE COUPLING THREADED 1/2" | ZYPE COUPLING THREADED 1/2"
Yes | OV11771 | 11/25/2015 | EZITECH | ORCA APPLIED ENGINEERING SOLUTIONS CORP. | ACCS_HEAT | HEAT GUN AP1600W model | 2 | 550 | HEAT GUN AP1600W model | HEAT GUN AP1600W model
Yes | OV11772 | 11/25/2015 | EZITECH | ORCA APPLIED ENGINEERING SOLUTIONS CORP. | PVC AP_PTN TRD_1 | AP PATENTE THREADED 1" | 5 | 95 | ZYPE PATENTE THREADED 1" | ZYPE PATENTE THREADED 1"
Yes | OV11772 | 11/25/2015 | EZITECH | ORCA APPLIED ENGINEERING SOLUTIONS CORP. | PVC AP_COUP TRD_1 | AP COUPLING THREADED 1" | 10 | 18 | ZYPE COUPLING THREADED 1" | ZYPE COUPLING THREADED 1"
Yes | OV11772 | 11/25/2015 | EZITECH | ORCA APPLIED ENGINEERING SOLUTIONS CORP. | ACCS_TY704 | TY 704- SILICON PASTE | 3 | 100 | TY 704 SILICONE PASTE | TY 704 SILICONE PASTE
Yes | OV11772 | 11/25/2015 | EZITECH | ORCA APPLIED ENGINEERING SOLUTIONS CORP. | PVC AP_PTN PLN_1/2 | AP PATENTE PLAIN 1/2" | 10 | 50 | ZYPE PATENTE PLAIN 1/2" | ZYPE PATENTE PLAIN 1/2"
Yes | OV11773 | 11/25/2015 | CENTURY CHEM | CENTURY CHEMICALS CORP. | FIL NB WP10 - 10SL | PUREGEN WP 10SL-10 MICRON | 50 | 100 | #N/A | PUREGEN WP 10SL-10 MICRON
Yes | OV11774 | 11/27/2015 | HYDROCARE | HYDROCARE SYSTEM TECHNOLOGY CORPORATION | HOUSING SBHC_2 | SLIM BLUE HOUSING 20" npt 3/4" China (CH20-40) | 3 | 600 | (bdle) SLIM BLUE HOUSING 20" npt 3/4" CHINA (CH20-40) w/ ACCS. | (bdle) SLIM BLUE HOUSING 20" npt 3/4" CHINA (CH20-40) w/ ACCS.
Yes | OV11774 | 11/27/2015 | HYDROCARE | HYDROCARE SYSTEM TECHNOLOGY CORPORATION | PRE MPC-06 | MASAKI LOW PRESSURE SWITCH MPC-06 | 2 | 1200 | MASAKI LOW PRESSURE SWITCH MPC-06 | MASAKI LOW PRESSURE SWITCH MPC-06
Yes | OV11774 | 11/27/2015 | HYDROCARE | HYDROCARE SYSTEM TECHNOLOGY CORPORATION | VH_FLECK5600FT-C | FLECK VALVE HEAD 5600 SEDIMENT (CHINA) | 2 | 3600 | FLECK VALVE HEAD 5600 SEDIMENT (CHINA) | FLECK VALVE HEAD 5600 SEDIMENT (CHINA)
Yes | OV11774 | 11/27/2015 | HYDROCARE | HYDROCARE SYSTEM TECHNOLOGY CORPORATION | VH_FLECK5600ST-C | FLECK VALVE HEAD 5600 SOFTENER (CHINA) | 2 | 4000 | FLECK VALVE HEAD 5600 SOFTENER (CHINA) | FLECK VALVE HEAD 5600 SOFTENER (CHINA)
Yes | OV11774 | 11/27/2015 | HYDROCARE | HYDROCARE SYSTEM TECHNOLOGY CORPORATION | VH_FLECK 5600 SED | FLECK VALVE HEAD 5600 SEDIMENT (U.S) | 2 | 7500 | FLECK VALVE HEAD 5600 SEDIMENT (U.S) | FLECK VALVE HEAD 5600 SEDIMENT (U.S)
Yes | OV11774 | 11/27/2015 | HYDROCARE | HYDROCARE SYSTEM TECHNOLOGY CORPORATION | VH_FLECK VH5600 SOF | FLECK VALVE HEAD 5600 SOFTENER (U.S) | 2 | 7500 | FLECK VALVE HEAD 5600 SOFTENER (U.S) | FLECK VALVE HEAD 5600 SOFTENER (U.S)
Yes | OV11774 | 11/27/2015 | HYDROCARE | HYDROCARE SYSTEM TECHNOLOGY CORPORATION | ACCS_BRAC BBT | BRACKET STEEL BB TAIWAN | 3 | 0 | BRACKET STEEL BB TAIWAN | BRACKET STEEL BB TAIWAN
Yes | OV11774 | 11/27/2015 | HYDROCARE | HYDROCARE SYSTEM TECHNOLOGY CORPORATION | ACCS_SCREW1 | SCREW for SL HOUSING | 12 | 0 | SCREW FOR SL HOUSING | SCREW FOR SL HOUSING
Yes | OV11775 | 11/26/2015 | LAMP | LAMPCOR INDUSTRIAL RESOURCES INC. |  | PUREGEN 40SL - WP Wound Pleated Filter | 1 | 0 | #N/A | PUREGEN 40SL - WP Wound Pleated Filter
Yes | OV11775 | 11/26/2015 | LAMP | LAMPCOR INDUSTRIAL RESOURCES INC. |  | FILTER BAG 30"- PP5u (180*810) plastic ring | 1 | 0 | FILTER BAG 30"- PP5u (180*810) PLASTIC RING | FILTER BAG 30"- PP5u (180*810) PLASTIC RING
Yes | OV11776 | 11/27/2015 | SOURCE TRUST | SOURCE TRUST INDUSTRIAL ENTERPRISES | JAC_CONN 1088 | JACO FIBRA 1088 (1/2x1/2) 220psi | 5 | 74 | JACO FIBRA 1088 - 1/2mm x 1/2" male straight (US 220psi) | JACO FIBRA 1088 - 1/2mm x 1/2" male straight (US 220psi)
Yes | OV11777 | 11/26/2015 | YASMEN | CREASH FLOW | ACCS_TDS LTHR | TDS METER w/ LEATHER CASE | 1 | 1200 | HM-3 TDS METER w/ LEATHER CASE | HM-3 TDS METER w/ LEATHER CASE
Yes | OV11777 | 11/26/2015 | YASMEN | CREASH FLOW | FIL EP 10BB | PENTEK EP - 10 BB | 1 | 1700 | PENTEK EP - 10 BB | PENTEK EP - 10 BB
Yes | OV11778 | 11/27/2015 | MTEC | MTEC Water Treatment Tech. | VESS WC80x160 | 8 x 160 R.O VESSEL - WAVE CYBER 300P-8-1R2R-H-4WH | 3 | 41500 | 300P-8-1R2R-H-4WH 8 x 160 FRP VESSEL - WAVE CYBER (side) | 300P-8-1R2R-H-4WH 8 x 160 FRP VESSEL - WAVE CYBER (side)
Yes | OV11778 | 11/27/2015 | MTEC | MTEC Water Treatment Tech. | VESS VIT DN40 | VITAULIC CLAMP STAINLESS DN40 (1 1/2) | 6 | 0 | VITAULIC CLAMP STAINLESS DN40 (1*1/2") | VITAULIC CLAMP STAINLESS DN40 (1*1/2")
Yes | OV11778 | 11/27/2015 | MTEC | MTEC Water Treatment Tech. | VESS VIT DN40-COUPLING | VITAULIC COUPLING STAINLESS DN40 (1 1/2) | 6 | 0 | VITAULIC COUPLING STAINLESS DN40 (1*1/2") | VITAULIC COUPLING STAINLESS DN40 (1*1/2")
Yes | OV11780 | 11/27/2015 | LIWAYWAY | LIWAYWAY MARKETING CORP. | VH F64 | MANUAL HEAD F64D SOFTENER 4" | 1 | 5500 | RUNXIN MANUAL HEAD F64D SOFTENER 4" (10m³/h) | RUNXIN MANUAL HEAD F64D SOFTENER 4" (10m³/h)
Yes | OV11780 | 11/27/2015 | LIWAYWAY | LIWAYWAY MARKETING CORP. | ACCS_TSTRAINER 1665 | STRAINER H 182-1 TOP (14"-36") 4" threaded | 1 | 950 | STRAINER H 182-1 - THREADED TOP npt 1*1/2" (4") | STRAINER H 182-1 - THREADED TOP npt 1*1/2" (4")
Yes | OV11782 | 11/27/2015 | AQUAMASTERS | AQUAMASTERS WATER TREATMENT INDUSTRIES | FREIGHT | FREIGHT/DELIVERY | 1 | 4500 | #N/A | FREIGHT/DELIVERY
Yes | OV11784 | 11/27/2015 | QUALIPURE | AQUALIPURE WATER SYSTEM & EQUIPMENT, INC. | HOUSING CBA-304-2 | HOUSING FOR RESIN 20BB PLASTIC | 3 | 350 | HOUSING FOR RESIN 20BB PLASTIC | HOUSING FOR RESIN 20BB PLASTIC
Yes | OV11784 | 11/27/2015 | QUALIPURE | AQUALIPURE WATER SYSTEM & EQUIPMENT, INC. | VH_FLECK5600ST-C | FLECK VALVE HEAD 5600 SOFTENER (CHINA) | 10 | 3600 | FLECK VALVE HEAD 5600 SOFTENER (CHINA) | FLECK VALVE HEAD 5600 SOFTENER (CHINA)
Yes | OV11784 | 11/27/2015 | QUALIPURE | AQUALIPURE WATER SYSTEM & EQUIPMENT, INC. | VH_FLECK5600FT-C | FLECK VALVE HEAD 5600 SEDIMENT (CHINA) | 10 | 3600 | FLECK VALVE HEAD 5600 SEDIMENT (CHINA) | FLECK VALVE HEAD 5600 SEDIMENT (CHINA)
Yes | OV11785 | 11/28/2015 | FILTERTECH | FILTERTECH |  | ULTRA VIOLET BALLAST 2 GPM | 4 | 0 | ULTRA VIOLET WONDER BALLAST 2 GPM | ULTRA VIOLET WONDER BALLAST 2 GPM
Yes | OV11785 | 11/28/2015 | FILTERTECH | FILTERTECH |  | ULTRA VIOLET LAMP 2 GPM | 10 | 0 | ULTRA VIOLET WONDER LAMP 2 GPM (14W) | ULTRA VIOLET WONDER LAMP 2 GPM (14W)
Yes | OV11786 | 11/28/2015 | WATER SOURCE | WATER SOURCE SYSTEM TECHNOLOGY | MF RESIN H-C100 | RESIN H-C 100 (new) | 50 | 1200 | HI-GRADE RESIN H-C 100 | HI-GRADE RESIN H-C 100
Yes | OV11786 | 11/28/2015 | WATER SOURCE | WATER SOURCE SYSTEM TECHNOLOGY | ACCS_FLSN | FLOAT SWITCH-NEW 3m. | 24 | 300 | WLS-1 FLOAT SWITCH-NEW 3m. | WLS-1 FLOAT SWITCH-NEW 3m.
Yes | OV11786 | 11/28/2015 | WATER SOURCE | WATER SOURCE SYSTEM TECHNOLOGY | ACCS_HEAT | HEAT GUN AP1600W model | 30 | 550 | HEAT GUN AP1600W model | HEAT GUN AP1600W model
Yes | OV11786 | 11/28/2015 | WATER SOURCE | WATER SOURCE SYSTEM TECHNOLOGY | FIL GAC 10SL | WATERCHECK GAC - 10SL Granular Activated Carbon | 12 | 200 | WATERCHECK GAC - 10SL (granular activated carbon) | WATERCHECK GAC - 10SL (granular activated carbon)
Yes | OV11786 | 11/28/2015 | WATER SOURCE | WATER SOURCE SYSTEM TECHNOLOGY | PUMP CDLF1-130 | CNP Vertical Pump CDLF1-130 (1.5hp)1.1kw. 1PHASE | 1 | 17500 | CNP VERTICAL Pump CDLF 1-13 (1.5hp) 1.1kw 220v - 1 PH | CNP VERTICAL Pump CDLF 1-13 (1.5hp) 1.1kw 220v - 1 PH
Yes | OV11786 | 11/28/2015 | WATER SOURCE | WATER SOURCE SYSTEM TECHNOLOGY | FIL EP 20SL | PENTEK EP - 20 SLIM | 24 | 480 | PENTEK EP - 20 SLIM | PENTEK EP - 20 SLIM
Yes | OV11786 | 11/28/2015 | WATER SOURCE | WATER SOURCE SYSTEM TECHNOLOGY | ACCS_FVC 3/4" | FLOAT VALVE CONTROL 3/4" | 12 | 260 | FLOAT VALVE CONTROL 3/4" | FLOAT VALVE CONTROL 3/4"
Yes | OV11786 | 11/28/2015 | WATER SOURCE | WATER SOURCE SYSTEM TECHNOLOGY | PUMP CHLF2-60 | CNP Horizontal Pump CHLF2-60 (2hp) 1.5kw. 1 PH | 4 | 8890 | CNP HORIZONTAL Pump CHLF 2-60 (2hp) 1.5kw - 1 PH | CNP HORIZONTAL Pump CHLF 2-60 (2hp) 1.5kw - 1 PH
Yes | OV11788 | 11/26/2015 | BLUEMAN | BLUEMAN WATER REFILLING STATION | GAL_NST CUP | NON-SPILL TYPE for ROUND CONT (half-cap) | 10 | 4 | HALF-CAP NON-SPILL TYPE for ROUND CONT | HALF-CAP NON-SPILL TYPE for ROUND CONT
Yes | OV11788 | 11/26/2015 | BLUEMAN | BLUEMAN WATER REFILLING STATION | GAL_SML DVR | DIVIDER (INNER CUP) FOR SLIM CONTAINER | 7 | 6 | DIVIDER (INNER CUP) FOR SLIM CONTAINER | DIVIDER (INNER CUP) FOR SLIM CONTAINER
Yes | OV11788 | 11/26/2015 | BLUEMAN | BLUEMAN WATER REFILLING STATION | GAL_BIG CUP | BIG CUP FOR SLIM 5 CONTAINER | 5 | 8 | BIG CUP FOR SLIM 5 CONTAINER | BIG CUP FOR SLIM 5 CONTAINER
Yes | OV11788 | 11/26/2015 | BLUEMAN | BLUEMAN WATER REFILLING STATION | GAL_SLIM | SLIM CONTAINER 5 GALLON | 8 | 131 | SLIM CONTAINER 5 GALLON | SLIM CONTAINER 5 GALLON
Yes | OV11789 | 11/26/2015 | PHILS | PHILIPPINE HOH INDUSTRIES INC | FIL NB WP50 - 10SL | PUREGEN 10SL - WP 50 MICRON | 3 | 50 | #N/A | PUREGEN 10SL - WP 50 MICRON
Yes | OV11790 | 11/26/2015 | AQUALITY | JL DIAL MED TRADING CO. | HOSE 4X0.75T | HOSE 4 X 0.75 TRANSPARENT | 6 | 35 | CHINAUST HOSE 4 x 0.75 mm TRANSPARENT (500 meter/roll) | CHINAUST HOSE 4 x 0.75 mm TRANSPARENT (500 meter/roll)
Yes | OV11790 | 11/26/2015 | AQUALITY | JL DIAL MED TRADING CO. | SP_FSPE | FITTING STAINLESS SPE 1/8" (4x7.5) tee | 4 | 60 | FITTING STAINLESS SPE 1/8" (4x7.5) tee plain | FITTING STAINLESS SPE 1/8" (4x7.5) tee plain
Yes | OV11790 | 11/26/2015 | AQUALITY | JL DIAL MED TRADING CO. | SP_FSPC1/4" | FITTING STAINLESS SPC 1/4" (4x7.5) m. str. Thread | 4 | 60 | FITTING STAINLESS SPC 1/4" (4x7.5) male straight | FITTING STAINLESS SPC 1/4" (4x7.5) male straight
Yes | OV11790 | 11/26/2015 | AQUALITY | JL DIAL MED TRADING CO. | SP_FSPCF1/4" | FITTING STAINLESS SPCF 1/4" (4x7.5) fm. Str. Thrd. | 3 | 60 | FITTING STAINLESS SPCF 1/4" (4x7.5) female straight | FITTING STAINLESS SPCF 1/4" (4x7.5) female straight
Yes | OV11791 | 11/26/2015 | KELLITECH | KELLITECH IMPORT & EXPORT CORPORATION | PVC AP_90ELB PLN_1*1/2 | AP 90° ELBOW PLAIN 1*1/2" | 2 | 45 | ZYPE 90° ELBOW PLAIN 1*1/2" | ZYPE 90° ELBOW PLAIN 1*1/2"
Yes | OV11792 | 11/26/2015 | PHILS | PHILIPPINE HOH INDUSTRIES INC | FIL PRIME40SL-PP5 | PURE PRIME 40SL - 5 MICRON | 12 | 200 | PURE PRIME 40SL - 5 MICRON | PURE PRIME 40SL - 5 MICRON
Yes | OV11793 | 11/26/2015 | SEACOM | SEACOM, INC. | ROM_LCHR | FILMTEC BW30 40 x 40 L.C.H.R | 2 | 12500 | FILMTEC BW30 40 x 40 L.C.H.R | FILMTEC BW30 40 x 40 L.C.H.R
Yes | OV11794 | 11/26/2015 | YASMEN | CREASH FLOW | MEM_ULP31-4040 | VONTRON MEMBRANE ULP31 - 40 x 40 | 2 | 7500 | VONTRON MEMBRANE ULP31 40 x 40 | VONTRON MEMBRANE ULP31 40 x 40
Yes | OV11795 | 11/26/2015 | AMBROSE | AMBROSE INDUSTRIES | FIL HYDRO 20BB-PP | HYDROSEP 20BB - 5 MICRON | 4 | 800 | #N/A | HYDROSEP 20BB - 5 MICRON
Yes | OV11795 | 11/26/2015 | AMBROSE | AMBROSE INDUSTRIES | FIL HYDRO 20 PP_1 | HYDROSEP 20SL - 5 MICRON | 4 | 90 | #N/A | HYDROSEP 20SL - 5 MICRON
Yes | OV11796 | 11/26/2015 | EZITECH | ORCA APPLIED ENGINEERING SOLUTIONS CORP. | ACCS_MCS-P11 | MAGNETIC CONTACTOR SP-11 | 1 | 350 | XSC1-011 SP-11 MAGNETIC CONTACTOR | XSC1-011 SP-11 MAGNETIC CONTACTOR
Yes | OV11796 | 11/26/2015 | EZITECH | ORCA APPLIED ENGINEERING SOLUTIONS CORP. | ACCS_OL 9A | OVERLOAD RELAY 9A | 1 | 250 | TH-P12E 9A OVERLOAD RELAY | TH-P12E 9A OVERLOAD RELAY
Yes | OV11797 | 11/26/2015 | RUBEN | BARONTECH INDUSTRIAL CORP. | ACCS_SH1205 | STRAINER H-1205 (mushroom) | 22 | 105 | STRAINER H 1205 (mushroom) | STRAINER H 1205 (mushroom)
Yes | OV11798 | 11/26/2015 | MANTE | MS. SOLAIDA L. MANTE |  | HYDROSEP 20SL - CARBON Block (w/ net inside) | 3 | 0 | HYDROSEP 20SL - CBF (carbon block filter) WITH NET | HYDROSEP 20SL - CBF (carbon block filter) WITH NET
Yes | OV11798 | 11/26/2015 | MANTE | MS. SOLAIDA L. MANTE |  | HYDROSEP 20SL - PLAIN sediment filter | 1 | 0 | HYDROSEP 20SL - 1 MICRON | HYDROSEP 20SL - 1 MICRON
Yes | OV11799 | 11/26/2015 | RIDE D WAVE | RIDE D WAVE MARKETING INC. | CARTRIDGE_11 EUR D2S | EUREKA D2S 10" (dual cartridge) | 12 | 1440 | EUREKA EWPS-2S D2S 10" | EUREKA EWPS-2S D2S 10"
Yes | OV11799 | 11/26/2015 | RIDE D WAVE | RIDE D WAVE MARKETING INC. | JAC_CONN 4084 | JACO FIBRA 4084 (1/2x1/4) 220psi | 12 | 106 | JACO FIBRA 4084 - 1/2mm x 1/4" male elbow (US 220psi) | JACO FIBRA 4084 - 1/2mm x 1/4" male elbow (US 220psi)
Yes | OV11800 | 11/26/2015 | FILTERTECH | FILTERTECH | UV LAMP 2 | ULTRA VIOLET LAMP 2 GPM | 10 | 1000 | ULTRA VIOLET WONDER LAMP 2 GPM (14W) | ULTRA VIOLET WONDER LAMP 2 GPM (14W)
Yes | OV11800 | 11/26/2015 | FILTERTECH | FILTERTECH | UV BALLAST REP 2 | ULTRA VIOLET BALLAST 2 GPM | 4 | 1500 | ULTRA VIOLET WONDER BALLAST 2 GPM | ULTRA VIOLET WONDER BALLAST 2 GPM
Yes | OV11801 | 11/27/2015 | SEACOM | SEACOM, INC. | PVC AP_IN RED_1x3/4 | AP INSIDE REDUCER 1" x 3/4" | 12 | 9 | ZYPE INSIDE REDUCER 1" x 3/4" | ZYPE INSIDE REDUCER 1" x 3/4"
Yes | OV11801 | 11/27/2015 | SEACOM | SEACOM, INC. | PVC AP_IN RED_1*1/4x1 | AP INSIDE REDUCER 1* 1/4 X 1 | 14 | 14 | ZYPE INSIDE REDUCER 1* 1/4" x 1" | ZYPE INSIDE REDUCER 1* 1/4" x 1"
Yes | OV11801 | 11/27/2015 | SEACOM | SEACOM, INC. | PVC - INS RED_4 | INSIDE REDUCER 1*1/2 x 1*1/4 | 10 | 25 | #N/A | INSIDE REDUCER 1*1/2 x 1*1/4
Yes | OV11801 | 11/27/2015 | SEACOM | SEACOM, INC. | PVC - INS RED_5 | INSIDE REDUCER 2 x 1*1/2 | 15 | 31 | #N/A | INSIDE REDUCER 2 x 1*1/2
Yes | OV11801 | 11/27/2015 | SEACOM | SEACOM, INC. | PVC AP_PTN PLN_1/2 | AP PATENTE PLAIN 1/2" | 4 | 34 | ZYPE PATENTE PLAIN 1/2" | ZYPE PATENTE PLAIN 1/2"
Yes | OV11801 | 11/27/2015 | SEACOM | SEACOM, INC. | PVC AP_PTN PLN_3/4 | AP PATENTE PLAIN 3/4" | 4 | 44 | ZYPE PATENTE PLAIN 3/4" | ZYPE PATENTE PLAIN 3/4"
Yes | OV11801 | 11/27/2015 | SEACOM | SEACOM, INC. | PVC AP_PTN PLN_1 | AP PATENTE PLAIN 1" | 6 | 70 | ZYPE PATENTE PLAIN 1" | ZYPE PATENTE PLAIN 1"
Yes | OV11801 | 11/27/2015 | SEACOM | SEACOM, INC. | PVC AP_DUBV_1/2 | AP DOUBLE UNION BALL VALVE 1/2" | 8 | 202 | ZYPE DOUBLE UNION BALL VALVE 1/2" | ZYPE DOUBLE UNION BALL VALVE 1/2"
Yes | OV11801 | 11/27/2015 | SEACOM | SEACOM, INC. | PVC AP_DUBV_3/4 | AP DOUBLE UNION BALL VALVE 3/4" | 10 | 269 | ZYPE DOUBLE UNION BALL VALVE 3/4" | ZYPE DOUBLE UNION BALL VALVE 3/4"
Yes | OV11801 | 11/27/2015 | SEACOM | SEACOM, INC. | PVC AP_DUBV_1 | AP DOUBLE UNION BALL VALVE 1" | 16 | 374 | ZYPE DOUBLE UNION BALL VALVE 1" | ZYPE DOUBLE UNION BALL VALVE 1"
Yes | OV11801 | 11/27/2015 | SEACOM | SEACOM, INC. | PVC - DUB1*1/4" | PVC DOUBLE UNION BALL VALVE 1*1/4" | 15 | 503 | ZYPE DOUBLE UNION BALL VALVE 1*1/4" | ZYPE DOUBLE UNION BALL VALVE 1*1/4"
Yes | OV11801 | 11/27/2015 | SEACOM | SEACOM, INC. | PVC AP_COUP PLN_1/2 | AP COUPLING PLAIN 1/2" | 4 | 5 | ZYPE COUPLING PLAIN 1/2" | ZYPE COUPLING PLAIN 1/2"
Yes | OV11801 | 11/27/2015 | SEACOM | SEACOM, INC. | PVC AP_COUP PLN_3/4 | AP COUPLING PLAIN 3/4" | 6 | 8 | ZYPE COUPLING PLAIN 3/4" | ZYPE COUPLING PLAIN 3/4"
Yes | OV11801 | 11/27/2015 | SEACOM | SEACOM, INC. | PVC AP_COUP PLN_1 | AP COUPLING PLAIN 1" | 6 | 12 | ZYPE COUPLING PLAIN 1" | ZYPE COUPLING PLAIN 1"
Yes | OV11801 | 11/27/2015 | SEACOM | SEACOM, INC. | PVC - COUP_PL 1*1/4 | COUPLING PLAIN 1*1/4 | 4 | 19 | ZYPE COUPLING PLAIN 1*1/4 | ZYPE COUPLING PLAIN 1*1/4
Yes | OV11801 | 11/27/2015 | SEACOM | SEACOM, INC. | PVC AP_TEE PLN_1/2 | AP TEE PLAIN 1/2" | 10 | 10 | ZYPE TEE PLAIN 1/2" | ZYPE TEE PLAIN 1/2"
Yes | OV11801 | 11/27/2015 | SEACOM | SEACOM, INC. | PVC AP_TEE PLN_3/4 | AP TEE PLAIN 3/4" | 10 | 15 | ZYPE TEE PLAIN 3/4" | ZYPE TEE PLAIN 3/4"
Yes | OV11801 | 11/27/2015 | SEACOM | SEACOM, INC. | PVC AP_TEE PLN_1 | AP TEE PLAIN 1" | 15 | 27 | ZYPE TEE PLAIN 1" | ZYPE TEE PLAIN 1"
Yes | OV11802 | 11/27/2015 | SEACOM | SEACOM, INC. | PVC AP_TEE PLN_1*1/4 | AP TEE PLAIN 1*1/4" | 16 | 46 | ZYPE TEE PLAIN 1*1/4" | ZYPE TEE PLAIN 1*1/4"
Yes | OV11802 | 11/27/2015 | SEACOM | SEACOM, INC. | PVC AP_90ELB PLN_1/2 | AP 90° ELBOW PLAIN 1/2" | 15 | 8 | ZYPE 90° ELBOW PLAIN 1/2" | ZYPE 90° ELBOW PLAIN 1/2"
Yes | OV11802 | 11/27/2015 | SEACOM | SEACOM, INC. | PVC AP_90ELB PLN_1*1/4 | AP 90° ELBOW PLAIN 1*1/4" | 16 | 31 | ZYPE 90° ELBOW PLAIN 1*1/4" | ZYPE 90° ELBOW PLAIN 1*1/4"
Yes | OV11802 | 11/27/2015 | SEACOM | SEACOM, INC. | PVC AP_MALE A_3/4 | AP MALE ADAPTOR 3/4" | 8 | 10 | ZYPE MALE ADAPTOR 3/4" | ZYPE MALE ADAPTOR 3/4"
Yes | OV11802 | 11/27/2015 | SEACOM | SEACOM, INC. | PVC AP_MALE A_1 | AP MALE ADAPTOR 1" | 15 | 15 | ZYPE MALE ADAPTOR 1" | ZYPE MALE ADAPTOR 1"
Yes | OV11802 | 11/27/2015 | SEACOM | SEACOM, INC. | PVC AP_MALE A_1*1/4 | AP MALE ADAPTOR 1*1/4" | 4 | 25 | ZYPE MALE ADAPTOR 1*1/4" | ZYPE MALE ADAPTOR 1*1/4"
Yes | OV11802 | 11/27/2015 | SEACOM | SEACOM, INC. | PVC AP_MALE A_1*1/2 | AP MALE ADAPTOR 1*1/2" | 1 | 31 | ZYPE MALE ADAPTOR 1*1/2" | ZYPE MALE ADAPTOR 1*1/2"
Yes | OV11802 | 11/27/2015 | SEACOM | SEACOM, INC. | PVC AP_COUP TRD_1/2 | AP COUPLING THREADED 1/2" | 8 | 7 | ZYPE COUPLING THREADED 1/2" | ZYPE COUPLING THREADED 1/2"
Yes | OV11802 | 11/27/2015 | SEACOM | SEACOM, INC. | PVC AP_COUP TRD_3/4 | AP COUPLING THREADED 3/4" | 5 | 12 | ZYPE COUPLING THREADED 3/4" | ZYPE COUPLING THREADED 3/4"
Yes | OV11802 | 11/27/2015 | SEACOM | SEACOM, INC. | PVC AP_COUP TRD_1 | AP COUPLING THREADED 1" | 8 | 18 | ZYPE COUPLING THREADED 1" | ZYPE COUPLING THREADED 1"
Yes | OV11802 | 11/27/2015 | SEACOM | SEACOM, INC. | PVC AP_COUP TRD_2 | AP COUPLING THREADED 2" | 13 | 156 | ZYPE COUPLING THREADED 2" | ZYPE COUPLING THREADED 2"
Yes | OV11802 | 11/27/2015 | SEACOM | SEACOM, INC. | PVC - P1/2 | PIPE 1/2 | 2 | 119 | ZYPE PIPE 1/2" | ZYPE PIPE 1/2"
Yes | OV11802 | 11/27/2015 | SEACOM | SEACOM, INC. | PVC - P3/4 | PIPE 3/4 | 6 | 180 | ZYPE PIPE 3/4 | ZYPE PIPE 3/4
Yes | OV11802 | 11/27/2015 | SEACOM | SEACOM, INC. | PVC - P1 | PIPE 1" | 8 | 292 | ZYPE PIPE 1" | ZYPE PIPE 1"
Yes | OV11802 | 11/27/2015 | SEACOM | SEACOM, INC. | PVC - P1*1/4 | PIPE 1*1/4" | 5 | 316 | ZYPE PIPE 1*1/4" | ZYPE PIPE 1*1/4"
Yes | OV11803 | 11/27/2015 | SEACOM | SEACOM, INC. | PUR_OZO AMC | AMC OZONIZER | 1 | 2500 | AMC OZONIZER AP-90 | AMC OZONIZER AP-90
Yes | OV11803 | 11/27/2015 | SEACOM | SEACOM, INC. | FILAB 20-0.22 | ABSOLUTE FILTER 20SL - 0.2mic. (499mm) | 1 | 920 | ABSOLUTE FILTER 20SL - 0.2 MICRON (499mm) | ABSOLUTE FILTER 20SL - 0.2 MICRON (499mm)
Yes | OV11803 | 11/27/2015 | SEACOM | SEACOM, INC. | ACCS_SCREW1 | SCREW for SL HOUSING | 4 | 0 | SCREW FOR SL HOUSING | SCREW FOR SL HOUSING
Yes | OV11803 | 11/27/2015 | SEACOM | SEACOM, INC. | ACCS_BRAC ST | BRACKET STEEL TAIWAN (new) | 1 | 0 | BRACKET STEEL TAIWAN (NEW) | BRACKET STEEL TAIWAN (NEW)
Yes | OV11803 | 11/27/2015 | SEACOM | SEACOM, INC. | HOUSING SBHC_2 | SLIM BLUE HOUSING 20" npt 3/4" China (CH20-40) | 1 | 600 | (bdle) SLIM BLUE HOUSING 20" npt 3/4" CHINA (CH20-40) w/ ACCS. | (bdle) SLIM BLUE HOUSING 20" npt 3/4" CHINA (CH20-40) w/ ACCS.
Yes | OV11803 | 11/27/2015 | SEACOM | SEACOM, INC. | MF SSALT CLARO | CLARO VIDA SOLAR SALT (50kgs.) | 1 | 360 | CLARO VIDA SOLAR SALT (50kgs.) | CLARO VIDA SOLAR SALT (50kgs.)
Yes | OV11803 | 11/27/2015 | SEACOM | SEACOM, INC. | ACCS_AIR | H9909-1 AIRCHECK FOR BRINE TANK | 1 | 0 | H9909-1 AIRCHECK FOR BRINE TANK | H9909-1 AIRCHECK FOR BRINE TANK
Yes | OV11803 | 11/27/2015 | SEACOM | SEACOM, INC. | HOSE 108_2 | HOSE 10 x 8 mm. BLACK color | 2 | 0 | TPUCO HOSE 10 x 8 mm. BLACK color (100 meter/roll) | TPUCO HOSE 10 x 8 mm. BLACK color (100 meter/roll)
Yes | OV11803 | 11/27/2015 | SEACOM | SEACOM, INC. | FRP BT 130L | BRINE TANK 130 L. (blue) | 1 | 2000 | BRINE TANK 130 L. BLUE | BRINE TANK 130 L. BLUE
Yes | OV11803 | 11/27/2015 | SEACOM | SEACOM, INC. | MF RESIN H-C100E | RESIN H-C 100E (new) | 2 | 1600 | HI-GRADE RESIN H-C 100E | HI-GRADE RESIN H-C 100E
Yes | OV11803 | 11/27/2015 | SEACOM | SEACOM, INC. | MF ACT. CBF PURE8x12 | PURE PRIME ACTIVATED CARBON 8 x 12 | 8 | 2200 | PURE PRIME ACTIVATED CARBON 8 x 12 | PURE PRIME ACTIVATED CARBON 8 x 12
Yes | OV11803 | 11/27/2015 | SEACOM | SEACOM, INC. | MF ANTRA | ANTHRACITE (James Cumming)) | 2 | 1800 | JAMES CUMMING ANTHRACITE 0.83mm | JAMES CUMMING ANTHRACITE 0.83mm
Yes | OV11803 | 11/27/2015 | SEACOM | SEACOM, INC. | MF QSAND | QUARTZ SAND | 2 | 450 | QUARTZ SAND | QUARTZ SAND
Yes | OV11803 | 11/27/2015 | SEACOM | SEACOM, INC. | MF SSAND | SILICA SAND | 2 | 450 | SILICA SAND | SILICA SAND
Yes | OV11803 | 11/27/2015 | SEACOM | SEACOM, INC. | MF PBL5 | PEBBLES #5 | 5 | 450 | PEBBLES #5 | PEBBLES #5
Yes | OV11803 | 11/27/2015 | SEACOM | SEACOM, INC. | ACCS_H182 | STRAINER H182 - TOP 4" | 4 | 1000 | STRAINER H 182 - PLAIN TOP npt 1*1/2" (4") | STRAINER H 182 - PLAIN TOP npt 1*1/2" (4")
Yes | OV11803 | 11/27/2015 | SEACOM | SEACOM, INC. | VH F74 | RUNXIN HEAD F74 Ai SOFTENER 4" | 1 | 9800 | RUNXIN DIGITAL HEAD F74A1 SOFTENER 4" (10m³/h) | RUNXIN DIGITAL HEAD F74A1 SOFTENER 4" (10m³/h)
Yes | OV11803 | 11/27/2015 | SEACOM | SEACOM, INC. | VH F75 | RUNXIN HEAD F75 Ai SEDIMENT 4" | 3 | 9500 | RUNXIN DIGITAL HEAD F75A1 SEDIMENT 4" (10m³/h) | RUNXIN DIGITAL HEAD F75A1 SEDIMENT 4" (10m³/h)
Yes | OV11804 | 11/27/2015 | SEACOM | SEACOM, INC. | PRE MPC2 | MAZAKI brand MPC-2 | 1 | 350 | MAZAKI PRESSURE SWITCH MPC-2 | MAZAKI PRESSURE SWITCH MPC-2
Yes | OV11804 | 11/27/2015 | SEACOM | SEACOM, INC. | PRE PG 150 SIDE | PRESSURE GAUGE 150 PSI - SIDE MOUNTED | 5 | 400 | PRESSURE GAUGE 150 PSI - SIDE MOUNTED | PRESSURE GAUGE 150 PSI - SIDE MOUNTED
Yes | OV11804 | 11/27/2015 | SEACOM | SEACOM, INC. | PUMP CHLF4-30 | CNP Horizontal Pump CHLF4-30 (1.5hp) 1.1kw. 1 PH | 2 | 10701 | CNP HORIZONTAL Pump CHLF 4-30 (1.5hp) 1.1kw - 1 PH | CNP HORIZONTAL Pump CHLF 4-30 (1.5hp) 1.1kw - 1 PH
Yes | OV11804 | 11/27/2015 | SEACOM | SEACOM, INC. | PUMP CHLF4-40 1HP | CNP Horizontal Pump CHLF4-40 (2hp) 1 phase | 1 | 11691 | CNP HORIZONTAL Pump CHLF 4-40 (2hp) 1.5kw - 1 PH | CNP HORIZONTAL Pump CHLF 4-40 (2hp) 1.5kw - 1 PH
Yes | OV11805 | 11/27/2015 | PHILS | PHILIPPINE HOH INDUSTRIES INC | PRE REG3/4 | PRESSURE REGULATOR 3/4 ss - CHINA | 1 | 1600 | PRESSURE REGULATOR 3/4" SS - CHINA | PRESSURE REGULATOR 3/4" SS - CHINA
Yes | OV11805 | 11/27/2015 | PHILS | PHILIPPINE HOH INDUSTRIES INC | PVC - OUT RED_3 | OUTSIDE REDUCER 1 x 3/4 | 2 | 17 | #N/A | OUTSIDE REDUCER 1 x 3/4
Yes | OV11805 | 11/27/2015 | PHILS | PHILIPPINE HOH INDUSTRIES INC | PVC - B MA3/4 | CLASS B - MALE ADAPTOR 3/4" | 2 | 16 | CLASS B - MALE ADAPTOR 3/4" | CLASS B - MALE ADAPTOR 3/4"
Yes | OV11805 | 11/27/2015 | PHILS | PHILIPPINE HOH INDUSTRIES INC | PVC - BVALVE 1" | BALL VALVE 1" | 1 | 90 | ZYPE BALL VALVE 1" | ZYPE BALL VALVE 1"
Yes | OV11805 | 11/27/2015 | PHILS | PHILIPPINE HOH INDUSTRIES INC | PVC - GKT1*1/2" | FLANGE GASKET 1*1/2" | 1 | 54 | ZYPE FLANGE GASKET 1*1/2" | ZYPE FLANGE GASKET 1*1/2"
Yes | OV11805 | 11/27/2015 | PHILS | PHILIPPINE HOH INDUSTRIES INC | PVC - GKT1" | FLANGE GASKET 1" | 2 | 31 | ZYPE FLANGE GASKET 1" | ZYPE FLANGE GASKET 1"
Yes | OV11805 | 11/27/2015 | PHILS | PHILIPPINE HOH INDUSTRIES INC | PVC - FLG 1*1/2" | FLANGE 1*1/2" | 1 | 184 | ZYPE FLANGE 1*1/2" | ZYPE FLANGE 1*1/2"
Yes | OV11806 | 11/27/2015 | HI-PRECISION | HI-PRECISION DIAGNOSTICS | FIL HYDRO 10PP_1 | HYDROSEP 10SL - 1 MICRON | 2 | 85 | #N/A | HYDROSEP 10SL - 1 MICRON
Yes | OV11807 | 11/27/2015 | AQUA BANK | CL8 TRADING & WATER FILTRATION SERVICES | ACCS_BELT VESSEL | BELT for R.O VESSEL 40 x 40 | 1 | 0 | BELT for R.O VESSEL 40 x 40 | BELT for R.O VESSEL 40 x 40
Yes | OV11807 | 11/27/2015 | AQUA BANK | CL8 TRADING & WATER FILTRATION SERVICES | ACCS_BELT VESSEL | BELT for R.O VESSEL 40 x 40 | 1 | 350 | BELT for R.O VESSEL 40 x 40 | BELT for R.O VESSEL 40 x 40
Yes | OV11808 | 11/27/2015 | ARQUIZA | AM ARQUIZA ENT. | PVC AP_MALE A_1 | AP MALE ADAPTOR 1" | 10 | 22 | ZYPE MALE ADAPTOR 1" | ZYPE MALE ADAPTOR 1"
Yes | OV11808 | 11/27/2015 | ARQUIZA | AM ARQUIZA ENT. | PVC AP_PTN PLN_1 | AP PATENTE PLAIN 1" | 50 | 98 | ZYPE PATENTE PLAIN 1" | ZYPE PATENTE PLAIN 1"
Yes | OV11808 | 11/27/2015 | ARQUIZA | AM ARQUIZA ENT. | PVC AP_TEE PLN_1 | AP TEE PLAIN 1" | 50 | 36 | ZYPE TEE PLAIN 1" | ZYPE TEE PLAIN 1"
Yes | OV11808 | 11/27/2015 | ARQUIZA | AM ARQUIZA ENT. | PVC - B MA3/4 | CLASS B - MALE ADAPTOR 3/4" | 50 | 16 | CLASS B - MALE ADAPTOR 3/4" | CLASS B - MALE ADAPTOR 3/4"
Yes | OV11808 | 11/27/2015 | ARQUIZA | AM ARQUIZA ENT. | PVC AP_PTN PLN_3/4 | AP PATENTE PLAIN 3/4" | 50 | 62 | ZYPE PATENTE PLAIN 3/4" | ZYPE PATENTE PLAIN 3/4"
Yes | OV11808 | 11/27/2015 | ARQUIZA | AM ARQUIZA ENT. | PVC AP_TEE PLN_3/4 | AP TEE PLAIN 3/4" | 50 | 20 | ZYPE TEE PLAIN 3/4" | ZYPE TEE PLAIN 3/4"
Yes | OV11808 | 11/27/2015 | ARQUIZA | AM ARQUIZA ENT. | PVC AP_PTN PLN_2 | AP PATENTE PLAIN 2" | 4 | 273 | ZYPE PATENTE PLAIN 2" | ZYPE PATENTE PLAIN 2"
Yes | OV11808 | 11/27/2015 | ARQUIZA | AM ARQUIZA ENT. | PVC AP_PTN TRD_2 | AP PATENTE THREADED 2" | 4 | 428 | ZYPE PATENTE THREADED 2" | ZYPE PATENTE THREADED 2"
Yes | OV11808 | 11/27/2015 | ARQUIZA | AM ARQUIZA ENT. | PVC - INS RED_5 | INSIDE REDUCER 2 x 1*1/2 | 6 | 86 | #N/A | INSIDE REDUCER 2 x 1*1/2
Yes | OV11808 | 11/27/2015 | ARQUIZA | AM ARQUIZA ENT. | PVC - INS RED_4 | INSIDE REDUCER 1*1/2 x 1*1/4 | 6 | 32 | #N/A | INSIDE REDUCER 1*1/2 x 1*1/4
Yes | OV11808 | 11/27/2015 | ARQUIZA | AM ARQUIZA ENT. | PVC AP_90ELB PLN_1*1/4 | AP 90° ELBOW PLAIN 1*1/4" | 10 | 55 | ZYPE 90° ELBOW PLAIN 1*1/4" | ZYPE 90° ELBOW PLAIN 1*1/4"
Yes | OV11808 | 11/27/2015 | ARQUIZA | AM ARQUIZA ENT. | PVC AP_TEE PLN_1*1/4 | AP TEE PLAIN 1*1/4" | 5 | 54 | ZYPE TEE PLAIN 1*1/4" | ZYPE TEE PLAIN 1*1/4"
Yes | OV11808 | 11/27/2015 | ARQUIZA | AM ARQUIZA ENT. | PRE PCV 3/4"ss | PRESSURE CONTROL VALVE 3/4" SS | 1 | 600 | PRESSURE CONTROL VALVE 3/4" SS | PRESSURE CONTROL VALVE 3/4" SS
Yes | OV11810 | 11/28/2015 | RHP ELECT | RHP ELECTROMECHANICAL SALES & SERVICES CORP. | PUMP CDLF4-60 | CNP CDLF4-60 (3hp) 2.2kw. 1PHASE | 1 | 22580 | #N/A | CNP CDLF4-60 (3hp) 2.2kw. 1PHASE
Yes | OV11810 | 11/28/2015 | RHP ELECT | RHP ELECTROMECHANICAL SALES & SERVICES CORP. | PUMP CDLF4-60 3P | CNP CDLF4-60 (3hp) 2.2kw. 3 PHASE | 1 | 22580 | #N/A | CNP CDLF4-60 (3hp) 2.2kw. 3 PHASE
Yes | OV11821 | 11/27/2015 | GLORIA | HYDROCHEM PLUS INDUSTRIAL SALES | PRE PG 100 AIR | PRESSURE GAUGE 100 PSI - AIR | 1 | 180 | PRESSURE GAUGE 100 PSI - AIR | PRESSURE GAUGE 100 PSI - AIR
Yes | OV11821 | 11/27/2015 | GLORIA | HYDROCHEM PLUS INDUSTRIAL SALES | ACCS_CO1/4 | VA - 05 SAMPLING COCK 1/4" | 2 | 100 | VA - 05 SAMPLING COCK 1/4" - STAINLESS | VA - 05 SAMPLING COCK 1/4" - STAINLESS
Yes | OV11821 | 11/27/2015 | GLORIA | HYDROCHEM PLUS INDUSTRIAL SALES | ACCS_CTR 230 | AQ 230 SB - CONDUCTIVITY MONITOR | 1 | 2200 | AQ 230 SB CONDUCTIVITY MONITOR | AQ 230 SB CONDUCTIVITY MONITOR
Yes | OV11822 | 11/27/2015 | PAREJA A. | ANNA MARIE PAREJA | CARTRIDGE_12 EUR T3S | EUREKA T3S 10" (triple cartridge) | 1 | 1980 | EUREKA EWPS-3S T3S 10" | EUREKA EWPS-3S T3S 10"
Yes | OV11823 | 11/27/2015 | JUN/JBL | JBTECH INDUSTRIAL SALES | ACCS_SCREW1 | SCREW for SL HOUSING | 4 | 0 | SCREW FOR SL HOUSING | SCREW FOR SL HOUSING
Yes | OV11823 | 11/27/2015 | JUN/JBL | JBTECH INDUSTRIAL SALES | ACCS_BRAC ST | BRACKET STEEL TAIWAN (new) | 1 | 0 | BRACKET STEEL TAIWAN (NEW) | BRACKET STEEL TAIWAN (NEW)
Yes | OV11823 | 11/27/2015 | JUN/JBL | JBTECH INDUSTRIAL SALES | HOUSING SCH_10S | SLIM CLEAR HOUSING 10" npt 3/4" Taiwan | 1 | 650 | (bdle) SLIM CLEAR HOUSING 10" npt 3/4" TAIWAN w/ ACCS. | (bdle) SLIM CLEAR HOUSING 10" npt 3/4" TAIWAN w/ ACCS.
Yes | OV11824 | 11/27/2015 | SEACOM | SEACOM, INC. | PUMP CHLF4-30 | CNP Horizontal Pump CHLF4-30 (1.5hp) 1.1kw. 1 PH | 1 | 10701 | CNP HORIZONTAL Pump CHLF 4-30 (1.5hp) 1.1kw - 1 PH | CNP HORIZONTAL Pump CHLF 4-30 (1.5hp) 1.1kw - 1 PH
Yes | OV11825 | 11/28/2015 | ARQUIZA | AM ARQUIZA ENT. | PVC - P1*1/4 | PIPE 1*1/4" | 2 | 600 | ZYPE PIPE 1*1/4" | ZYPE PIPE 1*1/4"
Yes | OV11825 | 11/28/2015 | ARQUIZA | AM ARQUIZA ENT. | MF RESIN H-C100E | RESIN H-C 100E (new) | 10 | 1500 | HI-GRADE RESIN H-C 100E | HI-GRADE RESIN H-C 100E
Yes | OV11825 | 11/28/2015 | ARQUIZA | AM ARQUIZA ENT. | MF ACT. CBF PURE8x12 | PURE PRIME ACTIVATED CARBON 8 x 12 | 10 | 2200 | PURE PRIME ACTIVATED CARBON 8 x 12 | PURE PRIME ACTIVATED CARBON 8 x 12
Yes | OV11825 | 11/28/2015 | ARQUIZA | AM ARQUIZA ENT. | MF SSAND | SILICA SAND | 4 | 445 | SILICA SAND | SILICA SAND
Yes | OV11825 | 11/28/2015 | ARQUIZA | AM ARQUIZA ENT. | MF PBL5 | PEBBLES #5 | 9 | 445 | PEBBLES #5 | PEBBLES #5
Yes | OV11825 | 11/28/2015 | ARQUIZA | AM ARQUIZA ENT. | PVC - P 1x1/2 | PIPE 1*1/2 | 2 | 580 | ZYPE PIPE 1*1/2" | ZYPE PIPE 1*1/2"
Yes | OV11825 | 11/28/2015 | ARQUIZA | AM ARQUIZA ENT. | ACCS_STRAINER-B 1665 | STRAINER H 2808 Bottom Distribution 4" (14"-36") | 3 | 1000 | #N/A | STRAINER H 2808 Bottom Distribution 4" (14"-36")
Yes | OV11826 | 11/27/2015 | EZITECH | ORCA APPLIED ENGINEERING SOLUTIONS CORP. | ACCS_OL 9A | OVERLOAD RELAY 9A | 3 | 250 | TH-P12E 9A OVERLOAD RELAY | TH-P12E 9A OVERLOAD RELAY
Yes | OV11826 | 11/27/2015 | EZITECH | ORCA APPLIED ENGINEERING SOLUTIONS CORP. | ACCS_MCS-P11 | MAGNETIC CONTACTOR SP-11 | 3 | 350 | XSC1-011 SP-11 MAGNETIC CONTACTOR | XSC1-011 SP-11 MAGNETIC CONTACTOR
Yes | OV11826 | 11/27/2015 | EZITECH | ORCA APPLIED ENGINEERING SOLUTIONS CORP. | PVC - INS RED_9 | INSIDE REDUCER 2 x 1 | 6 | 69 | ZYPE INSIDE REDUCER 2" x 1" | ZYPE INSIDE REDUCER 2" x 1"
Yes | OV11826 | 11/27/2015 | EZITECH | ORCA APPLIED ENGINEERING SOLUTIONS CORP. | PVC AP_COUP PLN_2 | AP COUPLING PLAIN 2" | 6 | 70 | ZYPE COUPLING PLAIN 2" | ZYPE COUPLING PLAIN 2"
Yes | OV11826 | 11/27/2015 | EZITECH | ORCA APPLIED ENGINEERING SOLUTIONS CORP. | JACO(Z-2544) | JACO Z-2544 1/4" female straight conn.(taiwan) | 5 | 80 | JACO Z-2544 - 1/4mm x 1/4" female straight connector (taiwan) | JACO Z-2544 - 1/4mm x 1/4" female straight connector (taiwan)
Yes | OV11826 | 11/27/2015 | EZITECH | ORCA APPLIED ENGINEERING SOLUTIONS CORP. | HOSE 1/4 B | HOSE R.O TUBING 1/4 BLUE color | 5 | 35 | CCK R.O TUBING HOSE 1/4" BLUE color (300 meter/roll) | CCK R.O TUBING HOSE 1/4" BLUE color (300 meter/roll)
Yes | OV11826 | 11/27/2015 | EZITECH | ORCA APPLIED ENGINEERING SOLUTIONS CORP. | JACO(Z-1044) | JACO Z-1044 1/4"x1/4" male straight conn. (taiwan) | 5 | 60 | JACO Z-1044 - 1/4mm x 1/4" male straight connector (taiwan) | JACO Z-1044 - 1/4mm x 1/4" male straight connector (taiwan)
Yes | OV11827 | 11/28/2015 | LINKAGE | LINKAGE FOOD VENTURE CORPORATION | ROM LE | FILMTEC BW30 40 x 40 L.E | 1 | 15000 | FILMTEC BW30 40 x 40 L.E | FILMTEC BW30 40 x 40 L.E
Yes | OV11827 | 11/28/2015 | LINKAGE | LINKAGE FOOD VENTURE CORPORATION | ACCS_TDS LTHR | TDS METER w/ LEATHER CASE | 1 | 1200 | HM-3 TDS METER w/ LEATHER CASE | HM-3 TDS METER w/ LEATHER CASE
Yes | OV11829G | 11/28/2015 | CALCON | CALCON ENGINEER | GAL_NST CUP | NON-SPILL TYPE for ROUND CONT (half-cap) | 1 | 4 | HALF-CAP NON-SPILL TYPE for ROUND CONT | HALF-CAP NON-SPILL TYPE for ROUND CONT
Yes | OV11829G | 11/28/2015 | CALCON | CALCON ENGINEER | GAL_RND | ROUND CONTAINER 5 GALLON | 1 | 131 | ROUND CONTAINER 5 GALLON | ROUND CONTAINER 5 GALLON
Yes | OV11830G | 11/28/2015 | MEGASTEEL | MEGASTEEL PIPE CORP. | GAL_NST CUP | NON-SPILL TYPE for ROUND CONT (half-cap) | 6 | 4 | HALF-CAP NON-SPILL TYPE for ROUND CONT | HALF-CAP NON-SPILL TYPE for ROUND CONT
Yes | OV11830G | 11/28/2015 | MEGASTEEL | MEGASTEEL PIPE CORP. | GAL_RND | ROUND CONTAINER 5 GALLON | 6 | 131 | ROUND CONTAINER 5 GALLON | ROUND CONTAINER 5 GALLON
Yes | OV11831 | 11/28/2015 | MATTEN | MATTEN TECHNOLOGIES INC. | FIL NB WP1 - 30SL | PUREGEN 30SL - WP 1 MICRON | 65 | 150 | #N/A | PUREGEN 30SL - WP 1 MICRON
Yes | OV11833G | 11/28/2015 | RAINHEART | RAINHEART WATER STATION | GAL_SLIM | SLIM CONTAINER 5 GALLON | 10 | 131 | SLIM CONTAINER 5 GALLON | SLIM CONTAINER 5 GALLON
Yes | OV11833G | 11/28/2015 | RAINHEART | RAINHEART WATER STATION | GAL_RND | ROUND CONTAINER 5 GALLON | 10 | 131 | ROUND CONTAINER 5 GALLON | ROUND CONTAINER 5 GALLON
Yes | OV11834 | 11/28/2015 | RAINHEART | RAINHEART WATER STATION | FIL PRIME20BB-PP5 | PURE PRIME 20BB - 5 MICRON | 2 | 500 | PURE PRIME 20BB - 5 MICRON | PURE PRIME 20BB - 5 MICRON
Yes | OV11834 | 11/28/2015 | RAINHEART | RAINHEART WATER STATION | ACCS_BRAC BBT | BRACKET STEEL BB TAIWAN | 1 | 0 | BRACKET STEEL BB TAIWAN | BRACKET STEEL BB TAIWAN
Yes | OV11834 | 11/28/2015 | RAINHEART | RAINHEART WATER STATION | ACCS_SCREW2 | SCREW for BB HOUSING | 4 | 0 | SCREW FOR BB HOUSING | SCREW FOR BB HOUSING
Yes | OV11834 | 11/28/2015 | RAINHEART | RAINHEART WATER STATION | ACCS_SPNR BB-T | SPANNER WRENCH BB TAIWAN | 1 | 0 | SPANNER WRENCH BB TAIWAN (BLACK) | SPANNER WRENCH BB TAIWAN (BLACK)
Yes | OV11834 | 11/28/2015 | RAINHEART | RAINHEART WATER STATION | HOUSING BBH20-H | BIG BLUE HOUSING 20" npt1" HYDROSEP brand | 1 | 1300 | (bdle) BIG BLUE HOUSING 20" npt 1" HYDROSEP brand w/ ACCS. | (bdle) BIG BLUE HOUSING 20" npt 1" HYDROSEP brand w/ ACCS.
Yes | OV11835 | 11/28/2015 | PROVIDENT | PROVIDENT MEDICAL HEALTH CARE & SERVICES | FIL PRIME20SL-PP5 | PURE PRIME 20SL - 5 MICRON | 2 | 100 | PURE PRIME 20SL - 5 MICRON | PURE PRIME 20SL - 5 MICRON
Yes | OV11836 | 11/28/2015 | NSPI | NEPHROLOGY SERVICES PHILS. INC. | FIL HYDRO 20 PP_1 | HYDROSEP 20SL - 1 MICRON | 5 | 95 | #N/A | HYDROSEP 20SL - 1 MICRON
Yes | OV11837 | 11/28/2015 | HYDROSAFE | HYDROSAFE | FIL WC 20SLPP | WATERCHECK 20SL - 1 MICRON | 4 | 80 | #N/A | WATERCHECK 20SL - 1 MICRON
Yes | OV11837 | 11/28/2015 | HYDROSAFE | HYDROSAFE | FIL WC 10SL-PP | WATERCHECK 10SL - 1 MICRON | 1 | 40 | #N/A | WATERCHECK 10SL - 1 MICRON
Yes | OV11837 | 11/28/2015 | HYDROSAFE | HYDROSAFE | FIL WC 20SL-CBF | WATERCHECK 20SL - CBF | 4 | 280 | #N/A | WATERCHECK 20SL - CBF

## Sheet2
new | new | old | old
AAM_ANV | AVM-N ANV 3-PHASE VOLTAGE RELAY (220V AC50H) | ACCS_RELAY ANV | AVM-N ANV 3-PHASE VOLTAGE RELAY (220V AC50H)
AAM_CB-SP030 | CIRCUIT BREAKER BM SERIES (BM60-SN) SP.30A | ACCS_BREAKER 30A | CIRCUIT BREAKER BM SERIES (BM60-SN) 3P 30A
AAM_CB-SP040 | CIRCUIT BREAKER BM SERIES (BM60-SN) SP.40A | ACCS_BREAKER 40A | CIRCUIT BREAKER BM SERIES (BM60-SN) 3P 40A
AAM_CB-SP060 | CIRCUIT BREAKER BM SERIES (BM60-SN) SP.60A | ACCS_BREAKER 60A | CIRCUIT BREAKER BM SERIES (BM60-SN) 3P 60A
AAM_CB-SP075-1 | CIRCUIT BREAKER BM SERIES (BM100-SN) SP.75A | ACCS_BREAKER 75A | CIRCUIT BREAKER BM SERIES (BM60-SN) 3P 75A
AAM_CB-SP100-1 | CIRCUIT BREAKER BM SERIES (BM100-SN) SP.100A | ACCS_BREAKER 100A | CIRCUIT BREAKER BM SERIES (BM60-SN) 3P 100A
AAM_SP21 | SP-21 MAGNETIC CONTACTOR | ACCS_MCSP-21 | MAGNETIC CONTACTOR SP-21
AAM_SP30T | SP-30T MAGNETIC CONTACTOR | ACCS_MCSP-30T | MAGNETIC CONTACTOR SP-30T
AAM_SP35T | SP-35T MAGNETIC CONTACTOR | ACCS_MCSP-35T | MAGNETIC CONTACTOR SP-35T
AAM_SP40T | SP-40T MAGNETIC CONTACTOR | ACCS_MCSP-40T | MAGNETIC CONTACTOR SP-40T
AAM_SP60T | SP-60T MAGNETIC CONTACTOR | ACCS_MCSP-60T | MAGNETIC CONTACTOR SP-60T
AAM_TH12E-25A | TH-12E 25A OVERLOAD RELAY | ACCS_OL 25A | OVERLOAD RELAY TH-12E 25A
AAM_TH20E-33A | TH-20E 33A OVERLOAD RELAY | ACCS_OL 33A | OVERLOAD RELAY TH-20E 33A
AAM_TH60E-54A | TH-60E 54A OVERLOAD RELAY | ACCS_OL 54A | OVERLOAD RELAY TH-P60E 54A
ACL_PLS-B | PLASTIC CONTROL BOX BIG SIZE | ROS_CBP1 | CONTROL BOX BIG (plastic type)
ACL_PLS-M | PLASTIC CONTROL BOX MEDIUM SIZE | ROS_CBP2 | CONTROL BOX MEDIUM (plastic type)
ACL_PLS-S | PLASTIC CONTROL BOX SMALL SIZE | ROS_CBP3 | CONTROL BOX SMALL
AET_PM-112114 | PLASTIC MOLDED CABLE TRAY 1*1/2" x 1*1/4" (40x35mm) | ACCS_TRAY 2*1/2" | CABLE TRAY FOR MACHINE 35*40 (1*1/2")
AET_PM-114112 | PLASTIC MOLDED CABLE TRAY 1*1/4" x 1*1/2" (35x40mm) | ACCS_TRAY 1*1/4" | CABLE TRAY FOR MACHINE 35*40 (1*1/4")
AFC_PFP-114 | PLASTIC FOOT COVER PROTECTOR 1*1/4" & 1*1/2" | ACCS_PBS | PLASTIC BOOT SMALL (MACHINE)
AFC_PFP-2 | PLASTIC FOOT COVER PROTECTOR 2" | ACCS_PBB | PLASTIC BOOT BIG (MACHINE)
AMA_IMS-06 | 60,000 GPD R.O MODULE SYSTEM (6 TONS) | ROS_SET60RS | 60,000 GPD R.O SYSTEM
AMA_IMS-09 | 90,000 GPD R.O MODULE SYSTEM (9 TONS) | ROS_SET90RS | 90,000 GPD R.O SYSTEM
AMA_IMS-12 | 120,000 GPD R.O MODULE SYSTEM (12 TONS) | ROS_SET120RS | 120,000 GPD R.O SYSTEM
AMA_IMS-15 | 150,000 GPD R.O MODULE SYSTEM (15 TONS) | ROS_SET150RS | 150,000 GPD R.O SYSTEM
AMA_IMS-18 | 180,000 GPD R.O MODULE SYSTEM (18 TONS) | ROS_SET180RS | 180,000 GPD R.O SYSTEM
AMA_IMS-24 | 240,000 GPD R.O MODULE SYSTEM (24 TONS) | ROS_SET240RS | 240,000 GPD R.O SYSTEM
AMB_PBM | AIRTAC PET BOTTLE MACHINE MANUAL su63x260-s | ROS_PET MANUAL | AIRTAC PET BOTTLE MACHINE MANUAL su63x260-s
AMS_SGF | STAINLESS STEEL SINK w/ GOOSENECK FAUCET | ROS_SSS | STAINLESS STEEL SINK w/ GOOSENECK FAUCET
AMS_WASW-10 | JHH-ASW 10 SEAWATER DESALINATOR MACHINE (5.5kw) | ROS_JHH-ASW10 | SEAWATER DESALINATOR MACHINE JHH - ASW 10 (5.5kw)
AMS_WDM-5 | SEAWATER DESALINATOR MACHINE w/ FLECK 5000 | ROS_SEA | SEA WATER DESALINATOR MACHINE w/ FLECK 5000
AMS_WGLS-1 | GLSW-1 SEAWATER DESALINATOR MACHINE (1.1kw) | ROS_GL1.1 | SEAWATER DESALINATOR GL-SW 1.1kw.
AMS_WGLS-2 | GLSW-2 SEAWATER DESALINATOR MACHINE (1.5kw) | ROS_GL1.5 | SEAWATER DESALINATOR GL-SW 1.5kw
AMV_WP | S12WG-8 WATER PUMP FOR VENDO MACHINE | PUMP S12WG-8 | WATER PUMP FOR VENDO MACHINE (S12WG-8 model)
PDE_OL | WATER DISPENSER OVERLAOD | EWD OVER | OVERLOAD FOR DISPENSER
SPD_W290-3C | WATER PURIFIER PIPE-IN SYSTEM DISPENSER W290-3C | EWD WP290 | WATER PURIFIER PIPE-IN SYSTEM Dispenser W290-3C
WAF_ AD-9902-1 | H9902-1 FRP ADAPTER for 12" x 52" DI TANK | ACCS_H DI | FRP ADAPTER H9902 -1 Top & Bottom Tank Head 4.5"
WAF_ AD-9902-1B | (bdle) H9902-1 FRP ADAPTER for 12" x 52" DI TANK w/ STRAINER | ACCS_H DI | FRP ADAPTER H9902 -1 Top & Bottom Tank Head 4.5"
WAF_AD-50127 | 2.5-DI-0.75 FRP ADAPTER for 9" x 48" DI TANK (p/n 50127) | ACCS_H DI 2 | DI TANK ADAPTOR (9"x48") (model: 2.5-DI-0.75)
WAF_AD-9901 | H9901 FRP ADAPTER (2.5) | ACCS_H9901 | FRP ADAPTER H9901 (2.5)
WAF_AD-9902 | H9902 FRP ADAPTER (4") | ACCS_H9902 | FRP ADAPTER H9902 (4")
WAF_AD-9903-A | H9903-A FRP ADAPTER (4" x 2.5") Gray Color | ACCS_H9903 | FRP ADAPTER H9903 (4" x 2.5") GRAY
WAF_AD-9903-B | H9903-B FRP ADAPTER (4" x 2.5") Black Color | ACCS_H9903-B | FRP ADAPTER H9903-B BLACK
WAF_AD-9904 | H9904 FRP ADAPTER (6" x 4") FLANGE TYPE | ACCS_H9904 | FRP ADAPTER H9904 (6" x 4") FLANGE
WAF_AD-9910 | H9910 FRP ADAPTER (6") FLANGE TYPE (plain) | ACCS_H9910 | FRP ADAPTER H9910 (6") FLANGE (INSIDE OPEN)
WAF_AD-9911 | H9911 FRP ADAPTER (6") FLANGE npt 3" (female thread) | ACCS_H9911 | FRP ADAPTER H9911 (6") FLANGE
WAF_AD-9912 | H9912 FRP ADAPTER (6") FLANGE npt 3*1/2" (female thread) | ACCS_H9912 | FRP ADAPTER H9912 (6") FLANGE - female threaded
WAF_AD-9913 | H9913 FRP ADAPTER (6") FLANGE TYPE (closure) | ACCS_H9913 | FRP ADAPTER H9913 (6") FLANGE
WAF_AD-9914-A | H9914-A FRP ADAPTER (4") BLACK (closure) | ACCS_H9914 | FRP ADAPTER H9914 (4")
WAF_AD-9914-B | H9914-B FRP ADAPTER (4") GRAY-OCTAGON (closure) | ACCS_H9914B | FRP ADAPTER H9914-B (4") NEW (octagon)
WAF_AIR-9902-2 | H9902-2 AIRCHECK - 1600 FLOAT CUP | ACCS_AIR H9902-2 | H9902-2 AIRCHECK - 1600 FLOAT CUP
WAF_AIR-9902-3 | H9902-3 1600-AIRCHECK INJECTION PROTECT (fittings only) | ACCS_AIR H9902-3 | H9902-3 1600-AIRCHECK INJECTION PROTECT (fittings)
WAF_AIR-9906-136 | H9906-1 AIRCHECK - 454 BRINE VALVE 36" L1000mm | ACCS_AIR H9906-36 | H9906-1 AIRCHECK - 454 BRINE VALVE 36" L1000mm
WAF_AIR-9906-154 | H9906-1 AIRCHECK - 454 BRINE VALVE 54" L1380mm | ACCS_AIR H9906-54 | H9906-1 AIRCHECK - 454 BRINE VALVE 54" L1380mm
WAF_AIR-9907 | H9907 AIRCHECK - 434 BRINE VALVE E103 | ACCS_AIR H9907 | H9907 AIRCHECK - 434 BRINE VALVE E103
WAF_AIR-9908 | H9908 AIRCHECK - 1700 BRINE VALVE | ACCS_AIR H9908 | H9908 AIRCHECK - 1700 BRINE VALVE
WAF_AIR-9909 | H9909 AIRCHECK - 1600 BRINE VALVE E106 | ACCS_AIR H9909 | H9909 AIRCHECK - 1600 BRINE VALVE E106
WAF_AIR-9909-1 | H9909-1 AIRCHECK FOR BRINE TANK | ACCS_AIR | H9909-1 AIRCHECK FOR BRINE TANK
WAF_BW-BT | BRINE WELL for BRINE TANK (64L/105L) | ACCS_BRINE | BRINE WELL for BRINE TANK
WAF_CAP-1054 | WAVE CYBER HEAD CAP 10" x 54" | ACCS_CAP | WAVE CYBER HEAD CAP 10"x54"
WAF_CAP-1354 | WAVE CYBER HEAD CAP 13" x 54" | ACCS_CAP3 | WAVE CYBER HEAD CAP 13"x54"
WAF_CAP-DC | DUST CAP for DI TANK (p/n: 10358) | ACCS_DC | DUST CAP
WAF_OEB | OVERFLOW ELBOW w/ BELT (brine tank accs.) | ACCS_OFEB | OVERFLOW ELBOW w/ BELT (brine tank accs.)
WAF_QC-1 | QC-1 HALF MALE QUICK-CONNECT COUPLING (p/n: 10379) | ACCS_QC1 | QC-1 half male quick-connect coupling
WAF_QC-2 | QC-2 HALF MALE QUICK-CONNECT COUPLING (p/n: 10372) | ACCS_QC2 | QC-2 half male quick-connect coupling
WAF_QC-7 | QC-7 HALF FEMALE QUICK-CONNECT COUPLING (p/n: 10384) | ACCS_QC7 | QC-7 half female quick-connect coupling
WAF_QC-8 | QC-8 HALF FEMALE QUICK-CONNECT COUPLING (p/n: 10382) | ACCS_QC8 | QC-8 half female quick-connect coupling
WAF_RRW | RASHIG RING WHITE COLOR | ACCS_RRING | RASHIG RING WHITE COLOR
WAF_RT-0948 | RISER TUBE for DI TANK (9x48) p/n: 50104 | ACCS_RTUBEDI 2 | RISER TUBE for DI TANK (9x48)
WAF_RT-1054 | RISER TUBE for 10 x 54 FRP | ACCS_RTUBE | RISER TUBE ONLY (10x54)
WAF_RT-1252 | RISER TUBE for DI TANK (12x52) p/n: 50089 | ACCS_RTUBEDI | RISER TUBE for DI TANK (12x52)
WAF_RT-1665 | RISER TUBE for 16 x 65 FRP | ACCS_RTUBE1 | RISER TUBE for 16 x 65 FRP
WAF_SB-1054 | STAINLESS BELT for FRP 10" x 54" w/ RUBBER | ACCS_BELT FRP | STAINLESS BELT for FRP 10 x 54 w/rubber
WAF_SB-1354 | STAINLESS BELT for FRP 13" x 54" w/ RUBBER | ACCS_BELT FRP13X54 | STAINLESS BELT for FRP 13 x 54 w/rubber
WAH_BSL-BT | BRACKET STEEL BB TAIWAN | ACCS_BRAC BBT | BRACKET STEEL BB TAIWAN
WAH_BSL-ED | BRACKET STEEL D2S (EMPRESS) | ACCS_BRAC D2S EMP | BRACKET STEEL D2S (EMPRESS)
WAH_BSL-SC5 | BRACKET STEEL 5" CHINA | ACCS_BRAC 5" | BRACKET STEEL 5" CHINA
WAH_BSL-SCD | BRACKET STEEL D2S CHINA | ACCS_BRAC D2S-C | BRACKET STEEL D2S (CHINA)
WAH_BSL-SCT | BRACKET STEEL T3S CHINA | ACCS_BRAC T10 | BRACKET STEEL for T3S (china)
WAH_BSL-ST5 | BRACKET STEEL 5" TAIWAN | ACCS_BRAC 5"T | BRACKET STEEL 5" TAIWAN
WAH_BSL-STD | BRACKET STEEL D2S TAIWAN | ACCS_BRAC D2S-T | BRACKET STEEL D2S (TAIWAN)
WAH_BSL-STN | BRACKET STEEL TAIWAN (NEW) | ACCS_BRAC ST | BRACKET STEEL TAIWAN (new)
WAH_BSL-STT | BRACKET STEEL T3S TAIWAN | ACCS_BRAC T20 | BRACKET STEEL for T3S (taiwan)
WAH_BSS-BC | BRACKET STAINLESS BB CHINA | ACCS_BRAC BB-SS | BRACKET STAINLESS BB CHINA
WAH_BSS-BT | BRACKET STAINLESS BB TAIWAN | ACCS_BRAC BBST | BRACKET STAINLESS BB TAIWAN
WAH_BSS-SCO | BRACKET STAINLESS CHINA (OLD) | ACCS_BRAC STC-O | BRACKET STAINLESS CHINA (old)
WAH_BSS-SD | BRACKET STAINLESS D2S 20" | ACCS_BRAC D20S | BRACKET STAINLESS for D2S 20"
WAH_BSS-STN | BRACKET STAINLESS TAIWAN (NEW) | ACCS_BRAC STT | BRACKET STAINLESS TAIWAN (new)
WAH_BSS-STT | BRACKET STAINLESS T3S TAIWAN | ACCS_BRAC SST2 | BRACKET STAINLESS T3S (taiwan)
WAH_FH-BC1 | BB FILTER HEAD CHINA npt 1" | FIL_HEAD | FILTER HEAD BB npt 1"
WAH_FH-BT1 | BB FILTER HEAD TAIWAN npt 1" | FIL_HEAD | FILTER HEAD BB npt 1"
WAH_FH-SC34 | SLIM FILTER HEAD CHINA npt 3/4" | ACCS_SLHEAD | SLIM - FILTER HEAD npt 3/4
WAH_FH-ST12 | SLIM FILTER HEAD TAIWAN npt 1/2" | ACCS_SLHEADT | SLIM - FILTER HEAD npt 1/2" TAIWAN
WAH_H3211 | H 3211 - B (3 ROUND) | ACCS_H3211-B | H 3211 - B (3 round)
WAH_H3212 | H 3212 (5 ROUND) | ACCS_H3212 | H 3212 (5 round)
WAH_SH-B | SCREW FOR BB HOUSING | ACCS_SCREW2 | SCREW for BB HOUSING
WAH_SH-S | SCREW FOR SL HOUSING | ACCS_SCREW1 | SCREW for SL HOUSING
WAH_SW-BCB | SPANNER WRENCH BB CHINA (BLACK) | ACCS_SPNR BBC | SPANNER WRENCH BB CHINA
WAH_SW-BTB | SPANNER WRENCH BB TAIWAN (BLACK) | ACCS_SPNR BB-T | SPANNER WRENCH BB TAIWAN
WAH_SW-BTW | SPANNER WRENCH BB TAIWAN (WHITE) | ACCS_SPNR BB-T | SPANNER WRENCH BB TAIWAN
WAH_SW-OSCB | (zero price) SPANNER WRENCH SLIM 20" CHINA (BLACK) | ACCS_SPNR SL C | SPANNER WRENCH SLIM 20" CHINA
WAH_SW-OSCW | (zero price) SPANNER WRENCH SLIM 20" CHINA (WHITE) | ACCS_SPNR SL C | SPANNER WRENCH SLIM 20" CHINA
WAH_SW-OSTB | (zero price) SPANNER WRENCH SLIM 20" TAIWAN (BLACK) | ACCS_SPNR SL T | SPANNER WRENCH SLIM 20" TAIWAN
WAH_SW-OSTW | (zero price) SPANNER WRENCH SLIM 20" TAIWAN (WHITE) | ACCS_SPNR SL T | SPANNER WRENCH SLIM 20" TAIWAN
WAH_SW-SC5 | SPANNER WRENCH SLIM 5" CHINA | ACCS_SPNR 5"C | SPANNER WRENCH 5" CHINA
WAH_SW-SCB | SPANNER WRENCH SLIM 20" CHINA (BLACK) | ACCS_SPNR SL C | SPANNER WRENCH SLIM 20" CHINA
WAH_SW-SCW | SPANNER WRENCH SLIM 20" CHINA (WHITE) | ACCS_SPNR SL C | SPANNER WRENCH SLIM 20" CHINA
WAH_SW-ST5 | SPANNER WRENCH SLIM 5" TAIWAN | ACCS_SPNR 5"T | SPANNER WRENCH 5" TAIWAN
WAH_SW-STB | SPANNER WRENCH SLIM 20" TAIWAN (BLACK) | ACCS_SPNR SL T | SPANNER WRENCH SLIM 20" TAIWAN
WAH_SW-STW | SPANNER WRENCH SLIM 20" TAIWAN (WHITE) | ACCS_SPNR SL T | SPANNER WRENCH SLIM 20" TAIWAN
WAM_AMB-30A | 85L17 AMPERE METER BLACKSIDED 30A (silver edition) | ACCS_AMB | AMPERE METER BLACKSIDED (silver edition)
WAM_AMS-30 | GB1T7676-98 AMPERE METER SMALL 30A | ACCS_AMS | AMPERE METER (SMALL) square type
WAM_AMSP | HS-7I-5K1 SINGLE-PHASE AMPERE METER | ACCS_AMSP | SINGLE - PHASE AMPERE METER (hs7i-5k1)
WAM_AMW-15A | 85L17 AMPERE METER WHITE 15A (titanium series) | ACCS_AMW | AMPERE METER WHITE (titanium series)
WAM_AT-AH3 | AH3-NB ANLY TIMER (small) | ACCS_RELAY AH3-NB | ANLY TIMER MODEL (AH3-NB) SMALL
WAM_ATT-ATDV | ATDV-ND ANLY TWIN TIMER (with connection socket) | ACCS_RELAY TWIN | ANLY TWIN TIMER w/ CONNECTION SOCKET
WAM_BHA-32 | BHA 32 MINIATURE CIRCUIT BREAKER | ACCS_BREAKER | CHINT CIRCUIT BREAKER (BHA 32)
WAM_BHA-33 | BHA 33 MINIATURE CIRCUIT BREAKER (3 phase) | ACCS_BREAKER 3P | CHINT CIRCUIT BREAKER (BHA 33) 3PHASE
WAM_BN-38RG | LA38-11-206A RE-SET BOTTON GREEN | ACCS_RESET | RE-SET BUTTON GREEN
WAM_BN-39ARR | LA-39 AC220V APT RESET-NO PUSH BOTTON RED (titanium) | ACCS_PUSHRNO | APT RESET-NO PUSH BOTTON RED (titanium series)
WAM_BS-37PG | LAY37-Y090 PUSH BOTTON SWITCH GREEN (silver edition) | ACCS_PUSHG | PUSH BOTTON SWITCH GREEN (silver edition)
WAM_BS-37PR | LAY37-Y090 PUSH BOTTON SWITCH RED (silver edition) | ACCS_PUSHR | PUSH BOTTON SWITCH RED (silver edition)
WAM_BS-38PG | LA38-11 PUSH BOTTON SWITCH GREEN (titanium series) | ACCS_PUSHGT | PUSH BOTTON SWITCH GREEN (titanium series)
WAM_BS-38PR | LA38-11 PUSH BOTTON SWITCH RED (titanium series) | ACCS_PUSHGRT | PUSH BUTTON SWITCH RED (titanium series)
WAM_BSK | SGB-LAY© PUSH BOTTON SWITCH w/ KEY INDICATOR | ACCS_PUSHKEY | PUSH BOTTON SWITCH w/ KEY INDICATOR
WAM_BT-37PR | LAY37-Y090 GOCHENG PUSH BOTTON RED | ACCS_PUSHRT | TEND PUSH BOTTON RED (big)
WAM_BT-37PY | LAY37-Y090 GOCHENG PUSH BOTTON YELLOW | ACCS_PUSHYT | TEND PUSH BOTTON SWITCH YELLOW (big)
WAM_CR-AQ | AQ 230 SB CONDUCTIVITY MONITOR | ACCS_CTR 230 | AQ 230 SB - CONDUCTIVITY MONITOR
WAM_CR-GT | GT 2007 G.W.E.S.T. CONDUCTIVITY MONITOR | ACCS_CTR G72007 | GT - 2007 - G.W.E.S.T. conductivity
WAM_CR-ORP | PH/ORP-6241 CONTROLLER | ACCS_CTR 6241 | PH/ORP - 6241 CONTROLLER
WAM_CR-PH | PH-3520 PH MONITOR CONTROLLER (PH-540 old model) | ACCS_CTR 540 | PH MONITOR PH - 540 / TH-3520
WAM_CR-RCT | RCT-3220E RESISTIVITY MONITOR (RM-220 old model) | ACCS_CTR 220 | RM 220 / RCT 3220E - RESISTIVITY MONITOR
WAM_CR-RO | RO 2003 CREATE CONTROLLER | ACCS_CTR 2003 | R.O 2003 - CREATE CONTROLLER
WAM_CR-ROC | ROC 2313 CREATE CONDUCTIVITY MONITOR DIGITAL | ACCS_CTR 2313 | ROC 2313 - CREATE Conductivity Monitor Digital
WAM_CT-30A | CURRENT TRANSFORMER 30A | ACCS_CT30A | CURRENT TRANSFORMER 30A
WAM_LT-AR16 | AD105-22SM ALARM LIGHT RED (AD16) | ACCS_AL R | ALARM LIGHT RED
WAM_LT-IPG | SGBLA 16 INDICATOR LIGHT GREEN (Push Type) | ACCS_INDI G PB | PUSH BOTTON INDICATOR GREEN
WAM_LT-IPR | SGBLA 16 INDICATOR LIGHT RED (Push Type) | ACCS_INDI R PB | PUSH BOTTON INDICATOR RED
WAM_LT-IRG | AD105-16C GOCHENG INDICATOR LIGHT GREEN | ACCS_INDI G | INDICATOR LIGHT GREEN
WAM_LT-IRR | AD105-16C GOCHENG INDICATOR LIGHT RED | ACCS_INDI R | INDICATOR LIGHT RED
WAM_LT-IRY | AD105-16C GOCHENG INDICATOR LIGHT YELLOW | ACCS_INDI Y | INDICATOR LIGHT YELLOW
WAM_LT-LG16 | AD105-22D/S31 GOCHENG LED LIGHT GREEN (AD16) | ACCS_LITG AD16 | GANGBO LED LIGHT GREEN (AD11)
WAM_LT-LO16 | AD105-22D/S31 GOCHENG LED LIGHT ORANGE (AD16) | ACCS_LITO | GANGBO LED LIGHT ORANGE
WAM_LT-LR16 | AD105-22D/S31 GOCHENG LED LIGHT RED (AD16) | ACCS_LITR AD16 | GANGBO LED LIGHT RED (AD11)
WAM_LT-P22G | XD8-2 PILOT LIGHT GREEN (220V) | ACCS_LIT G | PILOT LIGHT GREEN
WAM_LT-P22O | XD8-2 PILOT LIGHT ORANGE (220V) | ACCS_LIT PILITO | PILOT LIGHT ORANGE (220V)
WAM_LT-P22R | XD8-2 PILOT LIGHT RED (220V) | ACCS_LIT PILOTR | PILOT LIGHT RED
WAM_LT-P22Y | XD8-2 PILOT LIGHT YELLOW (220V) | ACCS_LIT Y | PILOT LIGHT YELLOW
WAM_MC-11 | XSC1-011 SP-11 MAGNETIC CONTACTOR | ACCS_MCS-P11 | MAGNETIC CONTACTOR SP-11
WAM_MC-15 | XSC1-015 SP-15 MAGNETIC CONTACTOR | ACCS_MCS-P15 | MAGNETIC CONTACTOR S-P15 (Shihlin electric)
WAM_MC-16 | XSC1-016 SP-16 MAGNETIC CONTACTOR | ACCS_MCS-P16 | MAGNETIC CONTACTOR S-P16
WAM_OR-06 | TH-P12 6.5A OVERLOAD RELAY | ACCS_OL 6.5 | OVERLOAD RELAY 6.5 A
WAM_OR-09 | TH-P12E 9A OVERLOAD RELAY | ACCS_OL 9A | OVERLOAD RELAY 9A
WAM_OR-15 | TH-P12E 15A OVERLOAD RELAY | ACCS_OL15 | OVERLOAD RELAY 15A (CHINT BRAND)
WAM_OR-MY2 | MY2 OMRON RELAY - small | ACCS_SWITCH 0S | OMRON RELAY - small (MY2)
WAM_OR-MY4 | MY4 OMRON RELAY - big | ACCS_SWITCH O | OMRON RELAY-big (MY4)
WAM_RS-G16 | KCD2 16A ROCKER SWITCH GREEN | ACCS_SWITCH | ROCKER SWITCH GREEN
WAM_RS-R16 | KCD2 16A ROCKER SWITCH RED | ACCS_SWITCHR | ROCKER SWITCH RED
WAM_RT-CR | JRS1-09-25/7 CHINT TIME DELAY TIMER | ACCS_RELAY TIME | CHINT TIME DELAY TIMER
WAM_RT-SA | JS48S-S SAWANA AUTO RELAY TIMER (dh48s-s) | ACCS_RELAY | SAWANA AUTO RELAY TIMER
WAM_SS-B2 | TEND SELECTOR SWITCH BLACK (2-WAY) 3A/240V | ACCS_SELSWT | TEND SELECTOR SWITCH BLACK
WAM_SS-GL2 | T21SR22G SELECTOR SWITCH GREEN w/ LIGHT (2-WAY) | ACCS_PUSHBLCK | GANGBO SELECTOR SWITCH w/ LIGHT
WAM_SS-GOL2 | T2SSR2G-1C SELECTOR SWITCH GREEN w/O LIGHT (2-WAY) | ACCS_PUSHSSG2 | SELECTOR SWITCH GREEN W/O LIGHT
WAM_SS-GOL4 | LA38-11X2 GANGBO SGB LAY© SELECTOR SWITCH GREEN w/O LIGHT (2-WAY) | ACCS_PUSHSSG3 | SELECTOR SWITCH GREEN W/O LIGHT (TITANIUM)
WAM_VMB-250 | 85L17 VOLTMETER BLACKSIDED 250V (silver series) | ACCS_VOLT M2 | VOLTMETER BLACKSIDED (Silver Series)
WAM_VMS-250 | GB/T7676-98 VOLTMETER SMALL 250V | ACCS_VMS | VOLTMETER (SMALL) square type
WAM_VMSP | HS7U-5K1 SINGLE-PHASE VOLTMETER | ACCS_VOLT SP | SINGLE - PHASE VOLTMETER (hs7u-5k1)
WAM_VMW-250 | 85L17 VOLTMETER WHITE 250V (titanium series) | ACCS_VOLT M | VOLTMETER WHITE (Titanium Series)
WAO_AM-G8 | AQUAMETER GALLON M-08-US | ACCS_AQUG1 | AQUAMETER GALLON M-08-US
WAO_AM-G9 | AQUAMETER GALLON M-09 model (black) | ACCS_AQUG2 | AQUAMETER GALLON (M-09 model) black
WAO_AM-L8 | AQUAMETER LITER M-08-US | ACCS_AQUL | AQUAMETER LITER (old model)
WAO_AM-L9 | AQUAMETER LITER M-09 model (black) | ACCS_AQUL2 | AQUAMETER LITER (M-09 MODEL) black
WAO_AMVM | AQUAMETER LITER for VENDO MACHINE (300L/H) | ACCS_AQULV | AQUAMETER LITER for VENDO MACHINE
WAO_CS-633 | ROHS COIN SELECTOR 633 (NEW) | ac | ROHS COIN SELECTOR 633 (NEW)
WAO_CS-CL | COIN SELECTOR CL (YELLOW BOX) | ROS_ACCS2 | COIN SELECTOR CL (YELLOW BOX)
WAO_DTS-15A | DHC-15A DIGITAL TIME SWITCH (alternating switch) | ACCS_DTS DHC15 | DIGITAL TIME SWITCH - DHC-15A (alternating switch)
WAO_DWT | DIGITAL WATER TIMER | ROS_ACCS DWT | DIGITAL WATER TIMER
WAO_EWT | ELECTRONIC WATER TIMER | ROS_ACCS EWT | ELECTRONIC WATER TIMER
WAO_EWT-708 | TF-708 ELECTROLYSIS WATER TESTER | ACCS_ELECT | TF-708 ELECTROLYSIS water tester
WAO_FS | SFMP-1 FOOT SWITCH | ACCS_FS | FOOTSWITCH
WAO_FSN-3 | WLS-1 FLOAT SWITCH-NEW 3m. | ACCS_FLSN | FLOAT SWITCH-NEW 3m.
WAO_FVC-1 | FLOAT VALVE CONTROL 1" | ACCS_FVC 1" | FLOAT VALVE CONTROL 1"
WAO_FVC-12 | FLOAT VALVE CONTROL 1/2" | ACCS_FVC 1/2" | FLOAT VALVE CONTROL 1/2"
WAO_FVC-34 | FLOAT VALVE CONTROL 3/4" | ACCS_FVC 3/4" | FLOAT VALVE CONTROL 3/4"
WAO_FVC-SM1 | FLOAT VALVE CONTROL SM-1" | ACCS_FVC SM1" | FLOAT VALVE CONTROL SM-1"
WAO_FVC-SM12 | FLOAT VALVE CONTROL SM-1/2" | ACCS_FVC SM1/2" | FLOAT VALVE CONTROL SM-1/2"
WAO_FVC-SM34 | FLOAT VALVE CONTROL SM-3/4" | ACCS_FVC SM3/4" | FLOAT VALVE CONTROL SM-3/4"
WAO_HCPT | HOSE CONNECTOR for PRESSURE TANK | ACCS_HC | HOSE CONNECTOR for PRESSURE TANK
WAO_HG-1001 | HEAT GUN TAIWAN HC1001W model | ACCS_HC1001 | HEAT GUN TAIWAN HC1001W model
WAO_HG-1200 | HEAT GUN AP1200W model | ACCS_AP1200 | HEAT GUN AP1200W model
WAO_HG-1600 | HEAT GUN AP1600W model | ACCS_HEAT | HEAT GUN AP1600W model
WAO_HG-2000 | HEAT GUN AP2000W model | ACCS_AP2000W | HEAT GUN AP2000W model
WAO_ORT-169 | OPR 169 - B REDOX TESTER | ACCS_TDS 169 | OPR 169 - B REDOX TESTER
WAO_PH-03 | PH - 03 (I) PEN TYPE METER | ACCS_TDS 03 | PH - 03 (I) PEN TYPE METER
WAO_PMWP | PH METER WATER PROOF | ACCS_PHPROOF | PH METER WATER PROOF
WAO_RFLC | ST-70AB RADAR FLUID LEVEL CONTROLLER | ACCS_FLCR | RADAR FLUID LEVEL CONTROLLER
WAO_SP-704 | TY 704 SILICONE PASTE | ACCS_TY704 | TY 704- SILICON PASTE
WAO_TMLC | HM-3 TDS METER w/ LEATHER CASE | ACCS_TDS LTHR | TDS METER w/ LEATHER CASE
WAO_VR-3 | VOLTAGE REGULATOR 3,000 watts | ACCS_VR | VOLTAGE REGULATOR 3,000 watts
WAR_CP-PC | PLASTIC CLAMP for ST-50A | ACCS_CLAMP | CLAMP FOR ST-50A (plastic)
WAR_CP-SS | STAINLESS CLAMP for ST-50A | ACCS_CLAMPSS | CLAMP FOR ST-50A (stainless)
WAR_DV-SVC | VA - 01 DIVERTER VALVE (stainless valve connector) | ACCS_VA-01 | VA - 01 DIVERTER VALVE
WAR_DV-TC12 | VA - 01 DIVERTER VALVE w/ THREAD CONNECTOR 1/2" | ACCS_VA-012 | VA - 01 DIVERTER VALVE w/ THREAD CONNECTOR 1/2"
WAR_DV-TC34 | VA - 01 DIVERTER VALVE w/ THREAD CONNECTOR 3/4" | ACCS_VA-013 | VA - 01 DIVERTER VALVE w/ THREAD CONNECTOR 3/4"
WAR_FC-LD | C-264-8 FIBER COTTON for LEAK DETECTOR | ACCS_C-264-8 FCLD | FIBER COTTON for LEAK DETECTOR C-264-8
WAR_FPV-14 | Z-LV-FPV-0104-70 FILTER PROTECTION VALVE 1/4" | ACCS_FPV 1/4 | FILTER PROTECTION VALVE 1/4" (z-lv-fpv-0104-70)
WAR_FPV-38 | Z-LV-FPV-0308-70 FILTER PROTECTION VALVE 3/8" | ACCS_FPV 3/8 | FILTER PROTECTION VALVE 3/8" (z-lv-fpv-0308-70)
WAR_FR-14 | Z-FR-J420 FLOW RESTRICTOR 420 1/4" | ACCS_FR420 1/4 | FLOW RESTRICTOR 420 1/4" (z-fr-j420)
WAR_LD-WP | C-264-7 LEAKING DETECTOR for WATER PURIFIER | ACCS_C-264-7 LD | LEAKING DETECTOR for WATER PURIFIER C-264-7
WAR_MC-CV14 | Z-CV-Q1544 MALE CONNECTOR w/ CHECK VALVE 1/4" | ACCS_MCCV 1/4 | MALE CONNECTOR w/ CHECK VALVE 1/4" (z-cv-q1544)
WAR_MC-CV38 | Z-CV-Q1566 MALE CONNECTOR w/ CHECK VALVE 3/8" | ACCS_MCCV 3/8 | MALE CONNECTOR w/ CHECK VALVE 3/8" (z-cv-q1566)
WAR_RCC | ROTEK COMPUTER CONTROLLER | ACCS_CTR RTK | ROTEK COMPUTER CONTROLLER
WAR_ROC-MF | R.O CONTROLLER w/ MANUAL FLUSHING 220V | ACCS_CTR ROMF | R.O CONTROLLER w/ MANUAL FLUSHING 220V
WAR_ROCC | R.O COMPUTER CONTROLLER for ST-50A | ACCS_CTR RO | R.O COMPUTER CONTROLLER for ST-50A
WAR_ROPC-14 | R.O PRESSURE CONTROL 1/4" (white) | ACCS_PC1/4 | R.O PRESSURE CONTROL 1/4"
WAR_SC-P14 | VA - 05 SAMPLING COCK 1/4" - PVC TYPE (HERSHEY brand) | ACCS_CO1/4"PVC | VA - 05 SAMPLING COCK 1/4" - PVC TYPE
WAR_SC-S14 | VA - 05 SAMPLING COCK 1/4" - STAINLESS | ACCS_CO1/4 | VA - 05 SAMPLING COCK 1/4"
WAR_SC-S38 | VA - 05 SAMPLING COCK 3/8" - STAINLESS (red knob) | ACCS_SC-R3/8" | VA - 05 SAMPLING COCK 3/8" - (RED KNOB)
WAR_WAFC | WATER AUTO FLUSHER CONTROLLER | ACCS_WAF | WATER AUTO FLUSHER
WAR_WC-FRA | C-264-1 WATER CUT-OFF & FLOW RATE ADJUSTOR | ACCS_C-264-1 WCFRA | WATER CUT-OFF & FLOW RATE ADJUSTOR C-264-1
WAS_H1201-A | STRAINER H 1201-A (31mm) | ACCS_STRH1201-A | STRAINER H 1201 - A (31mm)
WAS_H1202 | STRAINER H 1202 (125mm.length) | ACCS_STRH1202 | STRAINER H 1202 - (125mm.length)
WAS_H1202-1 | STRAINER H 1202-1 (175mm. lenght) | ACCS_STRH1202-1 | STRAINER H 1202-1 - (175mm. lenght)
WAS_H1203 | STRAINER H 1203 (34mm) | ACCS_STRH1203 | STRAINER H 1203
WAS_H1205 | STRAINER H 1205 (mushroom) | ACCS_SH1205 | STRAINER H-1205 (mushroom)
WAS_H1206-G | STRAINER H 1206 GRAY (HALF THREAD) | ACCS_SH1206 | STRAINER H-1206 (half thread)
WAS_H1206-Y1 | STRAINER H 1206 YELLOW (HALF THREAD) | ACCS_SH1206 | STRAINER H-1206 (half thread)
WAS_H1206-Y2 | STRAINER H 1206 YELLOW (FULL THREAD) | ACCS_SH1206B | STRAINER H-1206 (full thread)
WAS_H173 | STRAINER H 173 TOP DIST. (42-48") | ACCS_STR173 | STRAINER H 173 Top Distribution (42-48")
WAS_H174 | STRAINER H 174 TOP DIST. (63") | ACCS_STR174 | STRAINER H 174 Top Distribution
WAS_H176 | STRAINER H 176 TOP DIST. FOR FLECK 3900 (JD437/SS-10-400F) | ACCS_STR176 | STRAINER H 176 TOP Dist Fleck 3900 (JD437/ss-10-400f)
WAS_H182 | STRAINER H 182 - PLAIN TOP npt 1*1/2" (4") | ACCS_H182 | STRAINER H182 - TOP 4"
WAS_H182-L | STRAINER H 182-1 - THREADED TOP npt 1*1/2" (4") | ACCS_TSTRAINER 1665 | STRAINER H 182-1 TOP (14"-36") 4" threaded
WAS_H183 | STRAINER H 183 - PLAIN TOP npt 1*1/2" (4") | ACCS_H183 | STRAINER H183 - TOP 4" (1*1/2" npt PLAIN)
WAS_H183-L | STRAINER H 183-L - THREADED TOP npt 1*1/2" (4") | ACCS_TSTRA183L | STRAINER H 183-L TOP 4" THREADED (npt 1*1/2")
WAS_H183-X | STRAINER H 183-X - BOTTOM npt 1*1/2" (4") | ACCS_STRA183X | STRAINER H 183-X Bottom Dist. 4" (1*1/2" npt)
WAS_H184 | STRAINER H 184 - PLAIN TOP npt 2" (4") | ACCS_H184 | STRAINER H184 - TOP 4" (2" npt PLAIN)
WAS_H184-L | STRAINER H 184-L - THREADED TOP npt 2" (4") | ACCS_TSTRA184L | STRAINER H 184-L TOP 4" THREADED (npt 2")
WAS_H184-X | STRAINER H 184-X - BOTTOM npt 2" (4") | ACCS_STRA184X | STRAINER H 184-X Bottom Dist. 4" (2" npt)
WAS_H2801-A | STRAINER H 2801 BOTTOM (G.E Osmonic) | ACCS_STR2801 | STRAINER H 2801 Bottom Dist. (G.E Osmonic)
WAS_H2801-B | STRAINER H 2801-B TOP (6-12") | ACCS_STR2801-B | STRAINER H 2801-B Top Distribution 6-12"
WAS_H2802 | STRAINER H 2802 OPTIONAL (12"-36") | ACCS_STR2802 | STRAINER H 2802 Optional Distribution (12"-36")
WAS_H2803 | STRAINER H 2803 AUTOTROL BOTTOM | ACCS_STSBIEGE | STRAINER H 2803 Autotrol Bottom Distribution
WAS_H2804 | STRAINER H 2804 OPTIONAL (12"-36") | ACCS_STR2804 | STRAINER H 2804 Optional Distribution (12"-36")
WAS_H2805 | STRAINER H 2805 TOP (6"-12") | ACCS_STS | STRAINER H 2805 Fleck Top Distribution (6"-12")
WAS_H2807 | STRAINER H 2807 BOTTOM (6"-12") | ACCS_STSB | STRAINER H 2807 Fleck Bottom Distribution (6"-12")
WAS_H2808 | STRAINER H 2808 BOTTOM 4" (14"-36") | ACCS_STRAINER-B 1665 | STRAINER H 2808 Bottom Dist. 4" (14"-36")
WAS_H2809 | STRAINER H 2809 TOP (6"-12") | ACCS_STS H2809 | STRAINER H 2809 Top Distribution (6"-12")
WAS_H2810 | STRAINER H 2810 BOTTOM (6"-12") | ACCS_STS H2810 | STRAINER H 2810 Bottom Distribution (6"-12")
WAS_H2811 | STRAINER H 2811 BOTTOM (16"-24") | ACCS_STR2811 | STRAINER H 2811 Bottom Distribution (16"-24")
WAS_H2813 | STRAINER H 2813 BOTTOM (24"-36") npt 3" | ACCS_STR2813 | STRAINER H 2813 Bottom Distribution (24"-36") 3"
WAS_H2814 | STRAINER H 2814 BOTTOM (30"-36") npt 3" | ACCS_STR2814 | STRAINER H 2814 Bottom Distribution (30"-36") 3"
WAS_H2815 | STRAINER H 2815 BOTTOM (24"-36") npt 3" | ACCS_STR2815 | STRAINER H 2815 Bottom Distribution (24"-36") 3"
WAS_H5671 | STRAINER H 5671 TOP (21-36") | ACCS_STR5671 | STRAINER H 5671 Top Distribution
WAS_H5671-L | STRAINER H 5671 TOP (21-36") LATERAL ONLY | ACCS_STR5671 LAT | STRAINER H 5671 Top - LATERAL ONLY
WAS_H5672 | STRAINER H 5672 TOP (14"-36") | ACCS_STRH5672 | STRAINER H 5672 Top Distribution (14"-36")
WAS_HD5674 | STRAINER HD 5674 DOUBLE BOTTOM (48") | ACCS_STR5674 | STRAINER HD 5674 Double Bottom Distribution (48")
WAS_HD5676 | STRAINER HD 5676 DOUBLE BOTTOM (63") | ACCS_STR5676 LAT | STRAINER HD5676 Bottom Lateral/Double
WAS_HD6260 | STRAINER HD 6260-B1 BOTTOM (12-16" 35x82) (thin lateral) | ACCS_STR6260/5668 | STRAINER HD 6260/5668 Bottom Distribution
WAS_HD6370 | STRAINER HD 6370-B2 BOTTOM (18-21" 53x174) (thick lateral) | ACCS_STR6370 | STRAINER HD 6370 Bottom Distribution
WAS_HD6450-B1 | STRAINER HD 6450-B1 BOTTOM (24" 35x142) (thin lateral) | ACCS_STR6450-B1 | STRAINER HD 6450-B1 Bottom Distribution
WAS_HD6450-B2 | STRAINER HD 6450-B2 BOTTOM (24" 53x237) (thick lateral) | ACCS_STR6450 | STRAINER HD 6450 Bottom Distribution
WAS_HD6600-B1 | STRAINER HD 6600-B1 BOTTOM (30" 35x266) (thin lateral) | ACCS_STR6600-B1 | STRAINER HD 6600-B1 Bottom Distribution
WAS_HD6600-B2 | STRAINER HD 6600-B2 BOTTOM (30" 53x300) (thick lateral) | ACCS_STR6600 | STRAINER HD 6600 Bottom Distribution
WAS_HD6700-B1 | STRAINER HD 6700-B1 BOTTOM (36" 35x308) (thin lateral) | ACCS_STR6700 | STRAINER HD 6700 Bottom Distribution
WAS_HD6700-B2 | STRAINER HD 6700-B2 BOTTOM (36" 53x363) (thick lateral) | ACCS_STR6700-2 | STRAINER HD 6700-B2(thick lateral)
WAS_HU5674 | STRAINER HU 5674-B2 BOTTOM (48" 53x426) (thick lateral) | ACCS_STRU5674 | STRAINER HU 5674 Top - (48"x62")
WAS_HU6370-B1 | STRAINER HU 6370-B1 BOTTOM (18-21" 35x142) (thin lateral) | ACCS_STRU6370 | STRAINER HU 6370 Top - (18-21" 35x142)
WAS_HU6370-B2 | STRAINER HU 6370-B2 BOTTOM (18-21" 53x174) (thick lateral) | ACCS_STRUB2-6370 | STRAINER HU 6370-B2 Top - (18-21" 35x142)
WAS_HU6450-B1 | STRAINER HU 6450-B1 BOTTOM (24" 35x182) (thin lateral) | ACCS_STRU6450 | STRAINER HU 6450 Top - (24" 35x182)
WAS_HU6450-B2 | STRAINER HU 6450-B2 BOTTOM (24" 53x237) (thick lateral) | ACCS_STRUB2-6450 | STRAINER HU 6450-B2 Top - (24" 35x182)
WAS_HU6600-B1 | STRAINER HU 6600-B1 BOTTOM (30" 35x266) (thin lateral) | ACCS_STRU6600 | STRAINER HU 6600 Top - (30" 35x266)
WAS_HU6600-B2 | STRAINER HU 6600-B2 BOTTOM (30" 53x300) (thick lateral) | ACCS_STRUB2-6600 | STRAINER HU 6600-B2 Top - (30" 35x266)
WAS_HU6700-B1 | STRAINER HU 6700-B1 BOTTOM (36" 35x308) (thin lateral) | ACCS_STRU6700 | STRAINER HU 6700 Top - (36" 35x308)
WAS_HU6700-B2 | STRAINER HU 6700-B2 BOTTOM (36" 53x363) (thick lateral) | ACCS_STRUB2-6700 | STRAINER HU 6700-B2 Top - (36" 35x308)
WAS_STR-10409 | 10409 BOTTOM STRAINER for 9"x48" DI TANK (2.5di-b-bsk) | ACCS_STRB(3/4) | BOTTOM STRAINER (9x48) (model: 2.5DI-B-BSK)
WAS_STR-50111 | 50111 TOP STRAINER for 9"x48" DI TANK (2.5di-t-bsk) | ACCS_STRT(3/4) | TOP STRAINER (9x48) (model: 2.5DI-T-BSK)
WAS_STR-50112 | 50112 TOP STRAINER for 12"x52" DI TANK | ACCS_STRT(4.5) | STRAINER FOR DI TANK (TOP ONLY)
WAS_STR-50113 | 50113 BOTTOM STRAINER for 12"x52" DI TANK | ACCS_STRB(4.5) | STRAINER FOR DI TANK (BOTTOM ONLY)
WAS_STR-ET | ELBOW THREADED 2" (STRAINER HD MODEL) | ACCS_STRELBOW | ELBOW THREADED 2" for STRAINER HD6700
WAS_STR-KG | KNOT WITH GASKET for MUSHROOM STRAINER | ACCS_KNOT | KNOT w/ GASKET FOR STRAINER
WAS_VC100-04 | VACUUM BREAKER npt 1" (4cm) short strainer | ACCS_VB-1 | VACUUM BREAKER 3/8" (small)
WAS_VC150-05 | VACUUM BREAKER npt 1*1/2" (5cm) short strainer | ACCS_VB-2 | VACUUM BREAKER 1/2" (big)
WAS_VC150-10 | VACUUM BREAKER npt 1*1/2" (10cm) long strainer | ACCS_VB-2 | VACUUM BREAKER 1/2" (big)
WAVH_CE-1 | 1" ELBOW CONNECTOR FOR F67 | VH_ELBOW | ELBOW FOR RUNXIN F 67
WAVH_CM-2 | 2.5" SIDE MOUNTED CONNECTOR | VH_MANUAL ADAP | 2.5" SIDE MOUNTED CONNECTOR
WAVH_CM-4 | 4" SIDE MOUNTED CONNECTOR | VH_MANUAL 4" | 4" SIDE MOUNTED CONNECTOR
WAVH_CS-1 | 1" STRAIGHT CONNECTOR FOR F63 | VH_CONN F63 | CONNECTOR FOR F63 B1
WAVH_HF-07 | HYDRA SELF CLEANING FILTER RAH-90 MCR 3/4" | FIL_HYDRA 3/4" | HYDRA SELF CLEANING FILTER RAH-90 MCR 3/4"
WAVH_HF-1 | HYDRA SELF CLEANING FILTER RAH-90 MCR 1" | FIL_HYDRA 1" | HYDRA SELF CLEANING FILTER RAH-90 MCR 1"
WAVH_LF-3 | LAMINATED FILTER MINI NW - SHW3 | FIL_LNW-SHW3 | LAMINATED FILTER MINI model NW - SHW3
WAVH_LF-90a | LAMINATED FILTER F90A 45006 (SMALL) | FIL_L45006 | LAMINATED FILTER SMALL model 45006
WAVH_LF-90b | LAMINATED FILTER F90B 45012 (DUAL SMALL) | FIL_L45012 | LAMINATED FILTER DUAL SMALL model 45012
WAVH_LF-90c | LAMINATED FILTER F90C 45020 (SINGLE BIG) | FIL_L45020 | LAMINATED FILTER SINGLE model 45020
WAVH_LF-90d | LAMINATED FILTER F90D 45040 (DUAL BIG) | FIL_L45040 | LAMINATED FILTER DUAL model 45040
WAV_BR-4040 | BELT for R.O VESSEL 40 x 40 | ACCS_BELT VESSEL | BELT for R.O VESSEL 40 x 40
WAV_CV-304 | CLAMP for SS304 VESSEL | ACCS_CLAMP VESSEL | CLAMP FOR SS304 VESSEL
WAV_CV-316 | CLAMP for SS316 VESSEL | ACCS_CLAMP VESSEL316 | CLAMP FOR SS316 VESSEL
WAV_ECT-1 | SS END CAP THREADED 1" | ACCS_SS ECT 1" | SS END CAP THREADED 1"
WAV_ECT-12 | SS END CAP THREADED 1/2" | ACCS_SS ECT 1/2" | SS END CAP THREADED 1/2"
WAV_ECT-34 | SS END CAP THREADED 3/4" | ACCS_SS ECT 3/4" | SS END CAP THREADED 3/4"
WAV_PEC-1212 | PLASTIC END CAP ONLY 1/2" x 1/2" | STL EC-2 | PLASTIC END CAP ONLY 1/2X1/2
WAV_PEC-3412 | PLASTIC END CAP ONLY 3/4" x 1/2" | STL EC | PLASTIC END CAP ONLY (3/4 X 1/2)
WAV_SEC-316 | STAINLESS END CAP for SS316 VESSEL | STL EC-3 | SS END CAP for SS316 VESSEL
WAV_VCG-25 | VITAULIC COUPLING STAINLESS DN25 (1") | VESS VIT CDN 25 | VITAULIC COUPLING STAINLESS DN25 (1")
WAV_VCG-32 | VITAULIC COUPLING STAINLESS DN32 (1*1/4") | VESS VIT CDN32 | VITAULIC COUPLING STAINLESS DN32 (1 1/4)
WAV_VCG-40 | VITAULIC COUPLING STAINLESS DN40 (1*1/2") | VESS VIT DN40-COUPLING | VITAULIC COUPLING STAINLESS DN40 (1 1/2)
WAV_VCG-50 | VITAULIC COUPLING STAINLESS DN50 (2") | VESS VIT CDN 50 | VITAULIC COUPLING STAINLESS DN50 (2")
WAV_VCG-80 | VITAULIC COUPLING STAINLESS DN80 (3") | VESS VIT CDN80 | VITAULIC COUPLING STAINLESS DN80 (3)
WAV_VCP-25 | VITAULIC CLAMP STAINLESS DN25 (1") | VESS VIT DN25 | VITAULIC CLAMP STAINLESS DN25 (1")
WAV_VCP-32 | VITAULIC CLAMP STAINLESS DN32 (1*1/4") | VESS VIT DN32 | VITAULIC CLAMP STAINLESS DN32 (1 1/4)
WAV_VCP-40 | VITAULIC CLAMP STAINLESS DN40 (1*1/2") | VESS VIT DN40 | VITAULIC CLAMP STAINLESS DN40 (1 1/2)
WAV_VCP-50 | VITAULIC CLAMP STAINLESS DN50 (2") | VESS VIT DN50 | VITAULIC CLAMP STAINLESS DN50 (2")
WAV_VCP-80 | VITAULIC CLAMP STAINLESS DN80 (3") | VESS VIT DN80 | VITAULIC CLAMP STAINLESS DN80 (3")
WCF_DC | DELIVERY CHARGE | FREIGHT | FREIGHT
WCF_MC | MACHINE CRATE CHARGE | FREIGHT-CRATE | ADDT'L CHARGE FOR CRATE
WFA_AB10-0.2 | ABSOLUTE FILTER 10SL - 0.2 MICRON (250mm) | FILAB 10-0.22 | ABSOLUTE FILTER 10SL - 0.2mic. (250mm)
WFA_AB10-0.45 | ABSOLUTE FILTER 10SL - 0.45 MICRON (250mm) | FILAB 10-0.45 | ABSOLUTE FILTER 10SL - 0.45mic.(250mm)
WFA_AB10-1.00 | ABSOLUTE FILTER 10SL - 1.0 MICRON (250mm) | FILAB 10-1.0 | ABSOLUTE FILTER 10SL - 1.0mic. (250mm)
WFA_AB20-0.2-4 | ABSOLUTE FILTER 20SL - 0.2 MICRON (499mm) | FILAB 20-0.22 | ABSOLUTE FILTER 20SL - 0.2mic. (499mm)
WFA_AB20-0.2-5 | ABSOLUTE FILTER 20SL - 0.2 MICRON (508mm.) | FILAB 20-0.22 (new) | ABSOLUTE FILTER 20SL - 0.22mic. (508mm.)
WFA_AB20-0.45-4 | ABSOLUTE FILTER 20SL - 0.45 MICRON (499mm) | FILAB 20-0.45 | ABSOLUTE FILTER 20SL - 0.45mic. (499mm)
WFA_AB20-0.45-5 | ABSOLUTE FILTER 20SL - 0.45 MICRON (508mm) | FILAB 20-0.45 (new) | ABSOLUTE FILTER 20SL - 0.45mic. (508mm.)
WFA_AB20-1.00-4 | ABSOLUTE FILTER 20SL - 1.0 MICRON (499mm) | FILAB 20-1.0 | ABSOLUTE FILTER 20SL - 1.0mic. (499mm)
WFA_AB20-1.00-5 | ABSOLUTE FILTER 20SL - 1.0 MICRON (508mm) | FILAB 20-1.0 508mm | ABSOLUTE FILTER 20SL - 1.0mic. (508mm)
WFA_AB30-0.2-4 | ABSOLUTE FILTER 30SL - 0.2 MICRON (745mm) | FILAB 30-0.22 | ABSOLUTE FILTER 30SL - 0.2mic. (745mm)
WFA_AB30-0.2-6 | ABSOLUTE FILTER 30SL - 0.2 MICRON (762mm) | FILAB 30-0.22 (762) | ABSOLUTE FILTER 30SL - 0.2mic. (762mm)
WFA_AB30-0.45-4 | ABSOLUTE FILTER 30SL - 0.45 MICRON (745mm | FILAB 30-0.45 | ABSOLUTE FILTER 30SL - 0.45mic. (745mm
WFA_AB30-1.00-4 | ABSOLUTE FILTER 30SL - 1.0 MICRON (745mm) | FILAB 30-1.0 | ABSOLUTE FILTER 30SL - 1.0mic. (745mm)
WFA_AB40-0.2 | ABSOLUTE FILTER 40SL - 0.2 MICRON (991mm) | FILAB 40-0.02 | ABSOLUTE FILTER 40SL - 0.2mic. (991mm)
WFA_AB40-0.45 | ABSOLUTE FILTER 40SL - 0.45 MICRON (991mm) | FILAB 40-0.45 | ABSOLUTE FILTER 40SL - 0.45mic.(991mm)
WFA_AB40-1.0 | ABSOLUTE FILTER 40SL - 1.0 MICRON (991mm) | FILAB 40-1.0 | ABSOLUTE FILTER 40SL - 1.0mic. (991mm)
WFA_AF-32 | ALKALINE FILTER T-32 | FIL ALKALINE 2 | ALKALINE FILTER T - 32
WFA_AF-408 | ALKALINE FILTER E-408 | FIL ALKALINE EMP A | ALKALINE FILTER 408
WFA_AF-508 | ALKALINE FILTER E-508 | FIL ALKALINE EMP B | ALKALINE FILTER 508
WFC_CBG-B10 | CCK BLUE PLUMP GAC CARTRIDGE UDF-10BP | FIL CCK(UDF10"-BP)BB | CCK BLUE PLUMP GAC CARTRIDGE UDF-10BP
WFC_CBG-B20 | CCK BLUE PLUMP GAC CARTRIDGE UDF-20BP | FIL CCK(UDF20"-BP)BB | CCK BLUE PLUMP GAC CARTRIDGE UDF-20BP
WFC_CBG-S10 | CCK BLUE PLUMP GAC CARTRIDGE UDF10"-SL | FIL CCK(UDF10"-B)SL | CCK BLUE PLUMP GAC CARTRIDGE UDF10"-SL
WFC_CBG-S20 | CCK BLUE PLUMP GAC CARTRIDGE UDF 20"SL | FIL CCK(UDF20"-B)SL | CCK BLUE PLUMP GAC CARTRIDGE UDF20"-SL
WFC_CBR-S10 | CCK REFILLABLE C-SHELL CARBON 10" R-CW SL | FIL CCK(10"R-CW)SL | CCK REFILLABLE C-SHELL CARBON 10"R-CW SL
WFC_CBR-S20 | CCK REFILLABLE C-SHELL CARBON 20" R-CW SL | FIL CCK(20"R-CW)SL | CCK REFILLABLE C-SHELL CARBON 20"R-CW SL
WFC_CF-B10 | CERAMIC FILTER 10 SLIM - 2.5" 10" (BB) | FIL CER 10B | CERAMIC FILTER 10 SLIM - 2.5" 10" (BB)
WFC_CF-S10 | CERAMIC FILTER 10 SLIM - 2" 10" (SL) | FIL CER 10 | CERAMIC FILTER 10 SLIM - 2" 10"
WFC_CF-S20 | CERAMIC FILTER 20 SLIM - 2.5" 10" | FIL CER 20SL | CERAMIC FILTER 20 SLIM - 2.5" 10"
WFC_CFC | CERAMIC FILTER 10 SLIM CANDLE TYPE | CERAMIC FILTER 20 SLIM - 2.5" 10" | CERAMIC FILTER 10 SLIM - CANDLE
WFC_CFD | CERAMIC FILTER KOREA DOME TYPE | FIL CER - KOR | CERAMIC FILTER KOREA Dome type
WFE_EC-10 | EMPRESS 10SL - CARBON 10MICRON | FIL EMP CBF 10SL | EMPRESS 10SL - CARBON 10MICRON
WFE_EDC | EMPRESS CTO DISPOSAL FILTER | FIL EMP DF CTO | EMPRESS CTO DISPOSAL FILTER
WFE_EDG | EMPRESS GAC DISPOSAL FILTER | FIL EMP DF GAC | EMPRESS GAC DISPOSAL FILTER
WFE_EDP | EMPRESS PP DISPOSAL FILTER | FIL EMP DF PP | EMPRESS PP DISPOSAL FILTER
WFE_EF-21 | EMPRESS 10SL 2 in 1 FILTER | FIL EMP 2in1 10SL | EMPRESS 10SL 2 in 1 FILTER
WFE_EG-10 | EMPRESS 10SL - GAC Filter Cartridge | FIL EMP UDF 10SL | EMPRESS 10SL - GAC Filter Cartridge
WFE_EP-10 | EMPRESS 10SL - 10 MICRON Sediment Filter | FIL EMP 10SL | EMPRESS 10SL - 10 MICRON Sediment Filter
WFE_ET33 | EMPRESS T33 POST CARBON FILTER 2500G. | FIL EMP WCPF 50GPD | EMPRESS T33 POST CARBON FILTER 2500g.
WFH_CBF-10B | HYDROSEP 10BB - CBF (carbon block filter) | FIL HYDRO 10BB | HYDROSEP 10BB - CBF Carbon Block Filter
WFH_CBF-10S | HYDROSEP 10SL - CBF (carbon block filter) | FIL HYDRO 10SL CBF | HYDROSEP 10SL - CBF Carbon Block (coconut shell)
WFH_CBF-20B | HYDROSEP 20BB - CBF (carbon block filter) | FIL HYDRO 20BB | HYDROSEP 20BB - CARBON block filter
WFH_CBF-20SO | HYDROSEP 20SL - CBF (carbon block filter) W/O NET | FIL HYDRO 20SL CBF(WO) | HYDROSEP 20SL - CARBON Block (w/O net inside)
WFH_CBF-20SW | HYDROSEP 20SL - CBF (carbon block filter) WITH NET | FIL HYDRO 20SL CBF | HYDROSEP 20SL - CARBON Block (w/ net inside)
WFH_PP-10B01 | HYDROSEP 10BB - 1 MICRON | FIL HYDRO 10BB-PP | HYDROSEP 10BB - PLAIN Sediment Filter
WFH_PP-10B05 | HYDROSEP 10BB - 5 MICRON | FIL HYDRO 10BB-PP | HYDROSEP 10BB - PLAIN Sediment Filter
WFH_PP-10B10 | HYDROSEP 10BB - 10 MICRON | FIL HYDRO 10BB-PP | HYDROSEP 10BB - PLAIN Sediment Filter
WFH_PP-10B20 | HYDROSEP 10BB - 20 MICRON | FIL HYDRO 10BB-PP | HYDROSEP 10BB - PLAIN Sediment Filter
WFH_PP-10S01 | HYDROSEP 10SL - 1 MICRON | FIL HYDRO 10PP_1 | HYDROSEP 10SL - PLAIN Sediment Filter
WFH_PP-10S05 | HYDROSEP 10SL - 5 MICRON | FIL HYDRO 10PP_1 | HYDROSEP 10SL - PLAIN Sediment Filter
WFH_PP-10S10 | HYDROSEP 10SL - 10 MICRON | FIL HYDRO 10PP_1 | HYDROSEP 10SL - PLAIN Sediment Filter
WFH_PP-10S20 | HYDROSEP 10SL - 20 MICRON | FIL HYDRO 10PP_1 | HYDROSEP 10SL - PLAIN Sediment Filter
WFH_PP-20B01 | HYDROSEP 20BB - 1 MICRON | FIL HYDRO 20BB-PP | HYDROSEP 20BB - PLAIN Sediment Filter
WFH_PP-20B05 | HYDROSEP 20BB - 5 MICRON | FIL HYDRO 20BB-PP | HYDROSEP 20BB - PLAIN Sediment Filter
WFH_PP-20B10 | HYDROSEP 20BB - 10 MICRON | FIL HYDRO 20BB-PP | HYDROSEP 20BB - PLAIN Sediment Filter
WFH_PP-20B20 | HYDROSEP 20BB - 20 MICRON | FIL HYDRO 20BB-PP | HYDROSEP 20BB - PLAIN Sediment Filter
WFH_PP-20S01 | HYDROSEP 20SL - 1 MICRON | FIL HYDRO 20 PP_1 | HYDROSEP 20SL - PLAIN sediment filter
WFH_PP-20S05 | HYDROSEP 20SL - 5 MICRON | FIL HYDRO 20 PP_1 | HYDROSEP 20SL - PLAIN sediment filter
WFH_PP-20S10 | HYDROSEP 20SL - 10 MICRON | FIL HYDRO 20 PP_1 | HYDROSEP 20SL - PLAIN sediment filter
WFH_PP-20S20 | HYDROSEP 20SL - 20 MICRON | FIL HYDRO 20 PP_1 | HYDROSEP 20SL - PLAIN sediment filter
WFM_CP5-10B | MIGHTY PURE 10BB - CP5 (cellulose pleated filter) | FIL MP BB10 CP5 | MIGHTY PURE 10BB - CP5 Cellulose Pleated Filter
WFM_CP5-20B | MIGHTY PURE 20BB - CP5 (cellulose pleated filter) | FIL MP BB20-CP5 | MIGHTY PURE 20BB - CP5 Cellulose Pleated Filter
WFM_CP5-20S | MIGHTY PURE 20SL - CP5 (cellulose pleated filter) | FIL MP 20 SL CP5 | MIGHTY PURE 20SL - CP5 Cellulose Pleated Filter
WFN_WP-B1001 | NO BRAND 10BB - WP 1 MICRON (no label) | FIL NB WP1 - 10BB | NO BRAND 10BB - WP 1 MICRON
WFN_WP-B1005 | NO BRAND 10BB - WP 5 MICRON (no label) | FIL NB WP5 - 10BB | NO BRAND 10BB - WP 5 MICRON
WFN_WP-B2001 | NO BRAND 20BB - WP 1 MICRON (no label) | FIL NB WP1 - 20BB | NO BRAND 20BB - WP 1 MICRON
WFN_WP-B2005 | NO BRAND 20BB - WP 5 MICRON (no label) | FIL NB WP5 - 20BB | NO BRAND 20BB - WP 5 MICRON
WFN_WP-B20100 | NO BRAND 20BB - WP 100 MICRON (no label) | FIL NB WP100 - 20BB | NO BRAND 20BB - WP 100 MICRON
WFN_WP-B2050 | NO BRAND 20BB - WP 50 MICRON (no label) | FIL NB WP50 - 20BB | NO BRAND 20BB - WP 50 MICRON
WFN_WP-S1001 | NO BRAND 10SL - WP 1 MICRON (no label) | FIL NB WP1 - 10SL | NO BRAND 10SL - WP 1 MICRON
WFN_WP-S1005 | NO BRAND 10SL - WP 5 MICRON (no label) | FIL NB WP5 - 10SL | NO BRAND 10SL - WP 5 MICRON
WFN_WP-S1010 | NO BRAND 10SL - WP 10 MICRON (no label) | FIL NB WP10 - 10SL | NO BRAND 10SL - WP 10 MICRON
WFN_WP-S1020 | NO BRAND 10SL - WP 20 MICRON (no label) | FIL NB WP20 - 10SL | NO BRAND 10SL - WP 20 MICRON
WFN_WP-S1030 | NO BRAND 10SL - WP 30 MICRON (no label) | FIL NB WP30 - 10SL | NO BRAND 10SL - WP 30 MICRON
WFN_WP-S1050 | NO BRAND 10SL - WP 50 MICRON (no label) | FIL NB WP50 - 10SL | NO BRAND 10SL - WP 50 MICRON
WFN_WP-S2001 | NO BRAND 20SL - WP 1 MICRON (no label) | FIL NB WP1 - 20SL | NO BRAND 20SL - WP 1 MICRON
WFN_WP-S2005 | NO BRAND 20SL - WP 5 MICRON (no label) | FIL NB WP5 - 20SL | NO BRAND 20SL - WP 5 MICRON
WFN_WP-S2010 | NO BRAND 20SL - WP 10 MICRON (no label) | FIL NB WP10 - 20SL | NO BRAND 20SL - WP 10 MICRON
WFN_WP-S20100 | NO BRAND 20SL - WP 100 MICRON (no label) | FIL NB WP100 - 20SL | NO BRAND 20SL - WP 100 MICRON
WFN_WP-S2020 | NO BRAND 20SL - WP 20 MICRON (no label) | FIL NB WP20 - 20SL | NO BRAND 20SL - WP 20 MICRON
WFN_WP-S2050 | NO BRAND 20SL - WP 50 MICRON (no label) | FIL NB WP50 - 20SL | NO BRAND 20SL - WP 50 MICRON
WFN_WP-S3001 | NO BRAND 30SL - WP 1 MICRON (no label) | FIL NB WP1 - 30SL | NO BRAND 30SL - WP 1 MICRON
WFN_WP-S3005 | NO BRAND 30SL - WP 5 MICRON (no label) | FIL NB WP5 - 30SL | NO BRAND 30SL - WP 5 MICRON
WFN_WP-S3010 | NO BRAND 30SL - WP 10 MICRON (no label) | FIL NB WP10 - 30SL | NO BRAND 30SL - WP 10 MICRON
WFN_WP-S30100 | NO BRAND 30SL - WP 100 MICRON (no label) | FIL NB WP100 - 30SL | NO BRAND 30SL - WP 100 MICRON
WFN_WP-S3050 | NO BRAND 30SL - WP 50 MICRON (no label) | FIL NB WP50 - 30SL | NO BRAND 30SL - WP 50 MICRON
WFN_WP-S4001 | NO BRAND 40SL - WP 1 MICRON (no label) | FIL NB WP1 - 40SL | NO BRAND 40SL - WP 1 MICRON
WFN_WP-S4005 | NO BRAND 40SL - WP 5 MICRON (no label) | FIL NB WP5 - 40SL | NO BRAND 40SL - WP 5 MICRON
WFN_WP-S40100 | NO BRAND 40SL - WP 100 MICRON (no label) | FIL NB WP100 - 40SL | NO BRAND 40SL - WP 100 MICRON
WFN_WP-S4050 | NO BRAND 40SL - WP 50 MICRON (no label) | FIL NB WP50 - 40SL | NO BRAND 40SL - WP 50 MICRON
WFN_WPG-B1001 | PUREGEN 10BB - WP 1 MICRON (nb) | FIL NB WP1 - 10BB | NO BRAND 10BB - WP 1 MICRON
WFN_WPG-B1005 | PUREGEN 10BB - WP 5 MICRON (nb) | FIL NB WP5 - 10BB | NO BRAND 10BB - WP 5 MICRON
WFN_WPG-B2001 | PUREGEN 20BB - WP 1 MICRON (nb) | FIL NB WP1 - 20BB | NO BRAND 20BB - WP 1 MICRON
WFN_WPG-B2005 | PUREGEN 20BB - WP 5 MICRON (nb) | FIL NB WP5 - 20BB | NO BRAND 20BB - WP 5 MICRON
WFN_WPG-B20100 | PUREGEN 20BB - WP 100 MICRON (nb) | FIL NB WP100 - 20BB | NO BRAND 20BB - WP 100 MICRON
WFN_WPG-B2050 | PUREGEN 20BB - WP 50 MICRON (nb) | FIL NB WP50 - 20BB | NO BRAND 20BB - WP 50 MICRON
WFN_WPG-S1001 | PUREGEN 10SL - WP 1 MICRON (nb) | FIL NB WP1 - 10SL | NO BRAND 10SL - WP 1 MICRON
WFN_WPG-S1005 | PUREGEN 10SL - WP 5 MICRON (nb) | FIL NB WP5 - 10SL | NO BRAND 10SL - WP 5 MICRON
WFN_WPG-S1010 | PUREGEN 10SL - WP 10 MICRON (nb) | FIL NB WP10 - 10SL | NO BRAND 10SL - WP 10 MICRON
WFN_WPG-S1020 | PUREGEN 10SL - WP 20 MICRON (nb) | FIL NB WP20 - 10SL | NO BRAND 10SL - WP 20 MICRON
WFN_WPG-S1030 | PUREGEN 10SL - WP 30 MICRON (nb) | FIL NB WP30 - 10SL | NO BRAND 10SL - WP 30 MICRON
WFN_WPG-S1050 | PUREGEN 10SL - WP 50 MICRON (nb) | FIL NB WP50 - 10SL | NO BRAND 10SL - WP 50 MICRON
WFN_WPG-S2001 | PUREGEN 20SL - WP 1 MICRON (nb) | FIL NB WP1 - 20SL | NO BRAND 20SL - WP 1 MICRON
WFN_WPG-S2005 | PUREGEN 20SL - WP 5 MICRON (nb) | FIL NB WP5 - 20SL | NO BRAND 20SL - WP 5 MICRON
WFN_WPG-S2010 | PUREGEN 20SL - WP 10 MICRON (nb) | FIL NB WP10 - 20SL | NO BRAND 20SL - WP 10 MICRON
WFN_WPG-S20100 | PUREGEN 20SL - WP 100 MICRON (nb) | FIL NB WP100 - 20SL | NO BRAND 20SL - WP 100 MICRON
WFN_WPG-S2020 | PUREGEN 20SL - WP 20 MICRON (nb) | FIL NB WP20 - 20SL | NO BRAND 20SL - WP 20 MICRON
WFN_WPG-S2050 | PUREGEN 20SL - WP 50 MICRON (nb) | FIL NB WP50 - 20SL | NO BRAND 20SL - WP 50 MICRON
WFN_WPG-S3001 | PUREGEN 30SL - WP 1 MICRON (nb) | FIL NB WP1 - 30SL | NO BRAND 30SL - WP 1 MICRON
WFN_WPG-S3005 | PUREGEN 30SL - WP 5 MICRON (nb) | FIL NB WP5 - 30SL | NO BRAND 30SL - WP 5 MICRON
WFN_WPG-S3010 | PUREGEN 30SL - WP 10 MICRON (nb) | FIL NB WP10 - 30SL | NO BRAND 30SL - WP 10 MICRON
WFN_WPG-S30100 | PUREGEN 30SL - WP 100 MICRON (nb) | FIL NB WP100 - 30SL | NO BRAND 30SL - WP 100 MICRON
WFN_WPG-S3050 | PUREGEN 30SL - WP 50 MICRON (nb) | FIL NB WP50 - 30SL | NO BRAND 30SL - WP 50 MICRON
WFN_WPG-S4001 | PUREGEN 40SL - WP 1 MICRON (nb) | FIL NB WP1 - 40SL | NO BRAND 40SL - WP 1 MICRON
WFN_WPG-S4005 | PUREGEN 40SL - WP 5 MICRON (nb) | FIL NB WP5 - 40SL | NO BRAND 40SL - WP 5 MICRON
WFN_WPG-S40100 | PUREGEN 40SL - WP 100 MICRON (nb) | FIL NB WP100 - 40SL | NO BRAND 40SL - WP 100 MICRON
WFN_WPG-S4050 | PUREGEN 40SL - WP 50 MICRON (nb) | FIL NB WP50 - 40SL | NO BRAND 40SL - WP 50 MICRON
WFN_WPP-B1001 | PURE PRIME 10BB - WP 1 MICRON (nb) | FIL NB WP1 - 10BB | NO BRAND 10BB - WP 1 MICRON
WFN_WPP-B1005 | PURE PRIME 10BB - WP 5 MICRON (nb) | FIL NB WP5 - 10BB | NO BRAND 10BB - WP 5 MICRON
WFN_WPP-B2001 | PURE PRIME 20BB - WP 1 MICRON (nb) | FIL NB WP1 - 20BB | NO BRAND 20BB - WP 1 MICRON
WFN_WPP-B2005 | PURE PRIME 20BB - WP 5 MICRON (nb) | FIL NB WP5 - 20BB | NO BRAND 20BB - WP 5 MICRON
WFN_WPP-B20100 | PURE PRIME 20BB - WP 100 MICRON (nb) | FIL NB WP100 - 20BB | NO BRAND 20BB - WP 100 MICRON
WFN_WPP-B2050 | PURE PRIME 20BB - WP 50 MICRON (nb) | FIL NB WP50 - 20BB | NO BRAND 20BB - WP 50 MICRON
WFN_WPP-S1001 | PURE PRIME 10SL - WP 1 MICRON (nb) | FIL NB WP1 - 10SL | NO BRAND 10SL - WP 1 MICRON
WFN_WPP-S1005 | PURE PRIME 10SL - WP 5 MICRON (nb) | FIL NB WP5 - 10SL | NO BRAND 10SL - WP 5 MICRON
WFN_WPP-S1010 | PURE PRIME 10SL - WP 10 MICRON (nb) | FIL NB WP10 - 10SL | NO BRAND 10SL - WP 10 MICRON
WFN_WPP-S1020 | PURE PRIME 10SL - WP 20 MICRON (nb) | FIL NB WP20 - 10SL | NO BRAND 10SL - WP 20 MICRON
WFN_WPP-S1030 | PURE PRIME 10SL - WP 30 MICRON (nb) | FIL NB WP30 - 10SL | NO BRAND 10SL - WP 30 MICRON
WFN_WPP-S1050 | PURE PRIME 10SL - WP 50 MICRON (nb) | FIL NB WP50 - 10SL | NO BRAND 10SL - WP 50 MICRON
WFN_WPP-S2001 | PURE PRIME 20SL - WP 1 MICRON (nb) | FIL NB WP1 - 20SL | NO BRAND 20SL - WP 1 MICRON
WFN_WPP-S2005 | PURE PRIME 20SL - WP 5 MICRON (nb) | FIL NB WP5 - 20SL | NO BRAND 20SL - WP 5 MICRON
WFN_WPP-S2010 | PURE PRIME 20SL - WP 10 MICRON (nb) | FIL NB WP10 - 20SL | NO BRAND 20SL - WP 10 MICRON
WFN_WPP-S20100 | PURE PRIME 20SL - WP 100 MICRON (nb) | FIL NB WP100 - 20SL | NO BRAND 20SL - WP 100 MICRON
WFN_WPP-S2020 | PURE PRIME 20SL - WP 20 MICRON (nb) | FIL NB WP20 - 20SL | NO BRAND 20SL - WP 20 MICRON
WFN_WPP-S2050 | PURE PRIME 20SL - WP 50 MICRON (nb) | FIL NB WP50 - 20SL | NO BRAND 20SL - WP 50 MICRON
WFN_WPP-S3001 | PURE PRIME 30SL - WP 1 MICRON (nb) | FIL NB WP1 - 30SL | NO BRAND 30SL - WP 1 MICRON
WFN_WPP-S3005 | PURE PRIME 30SL - WP 5 MICRON (nb) | FIL NB WP5 - 30SL | NO BRAND 30SL - WP 5 MICRON
WFN_WPP-S3010 | PURE PRIME 30SL - WP 10 MICRON (nb) | FIL NB WP10 - 30SL | NO BRAND 30SL - WP 10 MICRON
WFN_WPP-S30100 | PURE PRIME 30SL - WP 100 MICRON (nb) | FIL NB WP100 - 30SL | NO BRAND 30SL - WP 100 MICRON
WFN_WPP-S3050 | PURE PRIME 30SL - WP 50 MICRON (nb) | FIL NB WP50 - 30SL | NO BRAND 30SL - WP 50 MICRON
WFN_WPP-S4001 | PURE PRIME 40SL - WP 1 MICRON (nb) | FIL NB WP1 - 40SL | NO BRAND 40SL - WP 1 MICRON
WFN_WPP-S4005 | PURE PRIME 40SL - WP 5 MICRON (nb) | FIL NB WP5 - 40SL | NO BRAND 40SL - WP 5 MICRON
WFN_WPP-S40100 | PURE PRIME 40SL - WP 100 MICRON (nb) | FIL NB WP100 - 40SL | NO BRAND 40SL - WP 100 MICRON
WFN_WPP-S4050 | PURE PRIME 40SL - WP 50 MICRON (nb) | FIL NB WP50 - 40SL | NO BRAND 40SL - WP 50 MICRON
WFN_WPW-B1001 | WATERCHECK 10BB - WP 1 MICRON (nb) | FIL NB WP1 - 10BB | NO BRAND 10BB - WP 1 MICRON
WFN_WPW-B1005 | WATERCHECK 10BB - WP 5 MICRON (nb) | FIL NB WP5 - 10BB | NO BRAND 10BB - WP 5 MICRON
WFN_WPW-B2001 | WATERCHECK 20BB - WP 1 MICRON (nb) | FIL NB WP1 - 20BB | NO BRAND 20BB - WP 1 MICRON
WFN_WPW-B2005 | WATERCHECK 20BB - WP 5 MICRON (nb) | FIL NB WP5 - 20BB | NO BRAND 20BB - WP 5 MICRON
WFN_WPW-B20100 | WATERCHECK 20BB - WP 100 MICRON (nb) | FIL NB WP100 - 20BB | NO BRAND 20BB - WP 100 MICRON
WFN_WPW-B2050 | WATERCHECK 20BB - WP 50 MICRON (nb) | FIL NB WP50 - 20BB | NO BRAND 20BB - WP 50 MICRON
WFN_WPW-S1001 | WATERCHECK 10SL - WP 1 MICRON (nb) | FIL NB WP1 - 10SL | NO BRAND 10SL - WP 1 MICRON
WFN_WPW-S1005 | WATERCHECK 10SL - WP 5 MICRON (nb) | FIL NB WP5 - 10SL | NO BRAND 10SL - WP 5 MICRON
WFN_WPW-S1010 | WATERCHECK 10SL - WP 10 MICRON (nb) | FIL NB WP10 - 10SL | NO BRAND 10SL - WP 10 MICRON
WFN_WPW-S1020 | WATERCHECK 10SL - WP 20 MICRON (nb) | FIL NB WP20 - 10SL | NO BRAND 10SL - WP 20 MICRON
WFN_WPW-S1030 | WATERCHECK 10SL - WP 30 MICRON (nb) | FIL NB WP30 - 10SL | NO BRAND 10SL - WP 30 MICRON
WFN_WPW-S1050 | WATERCHECK 10SL - WP 50 MICRON (nb) | FIL NB WP50 - 10SL | NO BRAND 10SL - WP 50 MICRON
WFN_WPW-S2001 | WATERCHECK 20SL - WP 1 MICRON (nb) | FIL NB WP1 - 20SL | NO BRAND 20SL - WP 1 MICRON
WFN_WPW-S2005 | WATERCHECK 20SL - WP 5 MICRON (nb) | FIL NB WP5 - 20SL | NO BRAND 20SL - WP 5 MICRON
WFN_WPW-S2010 | WATERCHECK 20SL - WP 10 MICRON (nb) | FIL NB WP10 - 20SL | NO BRAND 20SL - WP 10 MICRON
WFN_WPW-S20100 | WATERCHECK 20SL - WP 100 MICRON (nb) | FIL NB WP100 - 20SL | NO BRAND 20SL - WP 100 MICRON
WFN_WPW-S2020 | WATERCHECK 20SL - WP 20 MICRON (nb) | FIL NB WP20 - 20SL | NO BRAND 20SL - WP 20 MICRON
WFN_WPW-S2050 | WATERCHECK 20SL - WP 50 MICRON (nb) | FIL NB WP50 - 20SL | NO BRAND 20SL - WP 50 MICRON
WFN_WPW-S3001 | WATERCHECK 30SL - WP 1 MICRON (nb) | FIL NB WP1 - 30SL | NO BRAND 30SL - WP 1 MICRON
WFN_WPW-S3005 | WATERCHECK 30SL - WP 5 MICRON (nb) | FIL NB WP5 - 30SL | NO BRAND 30SL - WP 5 MICRON
WFN_WPW-S3010 | WATERCHECK 30SL - WP 10 MICRON (nb) | FIL NB WP10 - 30SL | NO BRAND 30SL - WP 10 MICRON
WFN_WPW-S30100 | WATERCHECK 30SL - WP 100 MICRON (nb) | FIL NB WP100 - 30SL | NO BRAND 30SL - WP 100 MICRON
WFN_WPW-S3050 | WATERCHECK 30SL - WP 50 MICRON (nb) | FIL NB WP50 - 30SL | NO BRAND 30SL - WP 50 MICRON
WFN_WPW-S4001 | WATERCHECK 40SL - WP 1 MICRON (nb) | FIL NB WP1 - 40SL | NO BRAND 40SL - WP 1 MICRON
WFN_WPW-S4005 | WATERCHECK 40SL - WP 5 MICRON (nb) | FIL NB WP5 - 40SL | NO BRAND 40SL - WP 5 MICRON
WFN_WPW-S40100 | WATERCHECK 40SL - WP 100 MICRON (nb) | FIL NB WP100 - 40SL | NO BRAND 40SL - WP 100 MICRON
WFN_WPW-S4050 | WATERCHECK 40SL - WP 50 MICRON (nb) | FIL NB WP50 - 40SL | NO BRAND 40SL - WP 50 MICRON
WFO_1001A | 1001A PP SEDIMENT FILTER | FIL 1001A PP | 1001A PP SEDIMENT FILTER
WFO_1002A | 1002A PRE CARBON FILTER | FIL 1002A PRE | 1002A PRE CARBON FILTER
WFO_1003A | 1003A POST CARBON FILTER | FIL 1004A POST | 1003A POST CARBON FILTER
WFO_1004A | 1004A UF MEMBRANE FILTER | FIL 1003A UF | 1004A UF MEMBRANE FILTER
WFO_BF-A | BIOENERGY FILTER A | FIL BIO A | BIOENERGY FILTER A
WFO_BF-B | BIOENERGY FILTER B | FIL BIO B | BIOENERGY FILTER B
WFO_BF-C | BIOENERGY FILTER C | FIL BIO C | BIOENERGY FILTER C
WFO_BF-D | BIOENERGY FILTER D | FIL BIO D | BIOENERGY FILTER D
WFO_BF-E | BIOENERGY FILTER E | FIL BIO E | BIOENERGY FILTER E
WFO_BF-F | BIOENERGY FILTER F | FIL BIO F | BIOENERGY FILTER F
WFO_MC-20S | MATRIX 10SL - CBF (carbon block filter) | FIL_MATRIX | MATRIX 10SL - CBF Carbon Block Filter
WFO_PC-20S | PURE 20SL - CBC (carbon block filter) | FIL PURE 20SL | PURE brand 20SL - CBC Carbon Block Filter
WFO_SS-ORP | JYF ORP-IONIZED WATER FILTER STAINLESS | FIL SS ORP | ORP - IONIZED WATER FILTER STAINLESS
WFO_SS-ST | JYF ST-ENERGY WATER FILTER STAINLESS | FIL SS JYF | ST - ENERGY WATER FILTER STAINLESS (JYF)
WFP_GCBF-B10 | PUREGEN CBF 10BB - BLACK (carbon block filter) | FIL CBF 10BB B | PUREGEN CBF 10BB - BLACK Carbon Block Filter
WFP_GCBF-B20 | PUREGEN CBF 20BB - BLACK (carbon block filter) | FIL CBF 20BB | PUREGEN CBF 20BB - BLACK Carbon Block Filter
WFP_GCBF-S10 | PUREGEN CBF 10SL - BLACK (carbon block filter) | FIL CBF 10SL | PUREGEN CBF 10SL - BLACK Carbon Block Filter
WFP_GDGD-B2001 | PUREGEN BB20 DGD 2501 (dual-gradient density) | FIL DGD2501 20BB | PUREGEN BB20 DGD 2501 Dual-Gradient Density
WFP_GDGD-B2005 | PUREGEN BB20 DGD 5005 (dual-gradient density) | FIL DGD5005 20BB | PUREGEN BB20 DGD 5005 Dual-Gradient Density
WFP_GPP-B1001 | PUREGEN 10BB - 1 MICRON (nl) | FIL SFBB 1001 P | PUREGEN 10BB - PLAIN Sediment Filter
WFP_GPP-B1005 | PUREGEN 10BB - 5 MICRON (nl) | FIL SFBB 1001 P | PUREGEN 10BB - PLAIN Sediment Filter
WFP_GPP-B1010 | PUREGEN 10BB - 10 MICRON (nl) | FIL SFBB 1001 P | PUREGEN 10BB - PLAIN Sediment Filter
WFP_GPP-B1020 | PUREGEN 10BB - 20 MICRON (nl) | FIL SFBB 1001 P | PUREGEN 10BB - PLAIN Sediment Filter
WFP_GPP-B2001 | PUREGEN 20BB - 1 MICRON (nl) | FIL SFBB 2001 P | PUREGEN 20BB - PLAIN Sediment Filter
WFP_GPP-B2005 | PUREGEN 20BB - 5 MICRON (nl) | FIL SFBB 2001 P | PUREGEN 20BB - PLAIN Sediment Filter
WFP_GPP-B2010 | PUREGEN 20BB - 10 MICRON (nl) | FIL SFBB 2001 P | PUREGEN 20BB - PLAIN Sediment Filter
WFP_GPP-B2020 | PUREGEN 20BB - 20 MICRON (nl) | FIL SFBB 2001 P | PUREGEN 20BB - PLAIN Sediment Filter
WFP_GPP-S1001 | PUREGEN 10SL - 1 MICRON (nl) | FIL SF1005op | PUREGEN 10SL - PLAIN Sediment Filter
WFP_GPP-S1005 | PUREGEN 10SL - 5 MICRON (nl) | FIL SF1005op | PUREGEN 10SL - PLAIN Sediment Filter
WFP_GPP-S1010 | PUREGEN 10SL - 10 MICRON (nl) | FIL SF1005op | PUREGEN 10SL - PLAIN Sediment Filter
WFP_GPP-S1020 | PUREGEN 10SL - 20 MICRON (nl) | FIL SF1005op | PUREGEN 10SL - PLAIN Sediment Filter
WFP_GPP-S2001 | PUREGEN 20SL - 1 MICRON (nl) | FIL SF2001 wo/p | PUREGEN 20SL - PLAIN Sediment Filter
WFP_GPP-S2005 | PUREGEN 20SL - 5 MICRON (nl) | FIL SF2001 wo/p | PUREGEN 20SL - PLAIN Sediment Filter
WFP_GPP-S2010 | PUREGEN 20SL - 10 MICRON (nl) | FIL SF2001 wo/p | PUREGEN 20SL - PLAIN Sediment Filter
WFP_GPP-S2020 | PUREGEN 20SL - 20 MICRON (nl) | FIL SF2001 wo/p | PUREGEN 20SL - PLAIN Sediment Filter
WFP_GPP-S40 | PUREGEN 40SL - PLAIN (sediment filter) | FIL SL40PP | PUREGEN 40SL - PLAIN Sediment Filter
WFP_GPPC-S1001 | PUREGEN 10SL - 1 MICRON w/ PLASTIC CORE (nl) | FIL SF10PP wp | PUREGEN 10SL - PLAIN Sediment w/ PLASTIC CORE
WFP_GPPC-S1005 | PUREGEN 10SL - 5 MICRON w/ PLASTIC CORE (nl) | FIL SF10PP wp | PUREGEN 10SL - PLAIN Sediment w/ PLASTIC CORE
WFP_GPPC-S1010 | PUREGEN 10SL - 10 MICRON w/ PLASTIC CORE (nl) | FIL SF10PP wp | PUREGEN 10SL - PLAIN Sediment w/ PLASTIC CORE
WFP_GPPC-S1020 | PUREGEN 10SL - 20 MICRON w/ PLASTIC CORE (nl) | FIL SF10PP wp | PUREGEN 10SL - PLAIN Sediment w/ PLASTIC CORE
WFP_GPPC-S2001 | PUREGEN 20SL - 1 MICRON w/ PLASTIC CORE (nl) | FIL SF20PP wp | PUREGEN 20SL - PLAIN Sediment w/ PLASTIC CORE
WFP_GPPC-S2005 | PUREGEN 20SL - 5 MICRON w/ PLASTIC CORE (nl) | FIL SF20PP wp | PUREGEN 20SL - PLAIN Sediment w/ PLASTIC CORE
WFP_GPPC-S2010 | PUREGEN 20SL - 10 MICRON w/ PLASTIC CORE (nl) | FIL SF20PP wp | PUREGEN 20SL - PLAIN Sediment w/ PLASTIC CORE
WFP_GPPC-S2020 | PUREGEN 20SL - 20 MICRON w/ PLASTIC CORE (nl) | FIL SF20PP wp | PUREGEN 20SL - PLAIN Sediment w/ PLASTIC CORE
WFP_GPPC-S3001 | PUREGEN 30SL - 1 MICRON w/ PLASTIC CORE (nl) | FIL SF3001 | PUREGEN 30SL - 1 MICRON Sediment w/ PLASTIC CORE
WFP_GPPC-S3005 | PUREGEN 30SL - 5 MICRON w/ PLASTIC CORE (nl) | FIL SF3001 | PUREGEN 30SL - 1 MICRON Sediment w/ PLASTIC CORE
WFP_GPPC-S3010 | PUREGEN 30SL - 10 MICRON w/ PLASTIC CORE (nl) | FIL SF3001 | PUREGEN 30SL - 1 MICRON Sediment w/ PLASTIC CORE
WFP_GPPC-S3020 | PUREGEN 30SL - 20 MICRON w/ PLASTIC CORE (nl) | FIL SF3001 | PUREGEN 30SL - 1 MICRON Sediment w/ PLASTIC CORE
WFP_GPPC-S4001 | PUREGEN 40SL - 1 MICRON w/ PLASTIC CORE (nl) | FIL SL40PP w/ P | PUREGEN 40SL - PLAIN Sediment w/ PLASTIC CORE
WFP_GPPC-S4005 | PUREGEN 40SL - 5 MICRON w/ PLASTIC CORE (nl) | FIL SL40PP w/ P | PUREGEN 40SL - PLAIN Sediment w/ PLASTIC CORE
WFP_GPPC-S4010 | PUREGEN 40SL - 10 MICRON w/ PLASTIC CORE (nl) | FIL SL40PP w/ P | PUREGEN 40SL - PLAIN Sediment w/ PLASTIC CORE
WFP_GPPC-S4020 | PUREGEN 40SL - 20 MICRON w/ PLASTIC CORE (nl) | FIL SL40PP w/ P | PUREGEN 40SL - PLAIN Sediment w/ PLASTIC CORE
WFP_NCB1-S10 | PENTEK CB1 - 10 10SL (carbon block filter) | FIL CB1-10 | PENTEK CB1-10 10SL Carbon Block Filter
WFP_NCBC-B10 | PENTEK CBC - 10 BB (carbon block filter) | FIL CBC 10BB | PENTEK CBC - 10 BB Carbon Block Filter
WFP_NCBC-B20 | PENTEK CBC - 20 BB (carbon block filter) | FIL CBC 20BB | PENTEK CBC - 20 BB Carbon Block Filter
WFP_NCBC-S10 | PENTEK CBC - 10 SL (carbon block filter) | FIL CBC 10SL (U.S) | PENTEK CBC - 10 SLIM Carbon Block Filter (U.S)
WFP_NCBC-S20 | PENTEK CBC - 20 SL (carbon block filter) | FIL CBC 20SL | PENTEK CBC - 20 SLIM Carbon Block Filter
WFP_NDGD-B1001 | PENTEK BB10 DGD 2501 (dual gradient density) | FIL DGD2501 10BB-PT | PENTEK BB10 DGD 2501 Dual Gradient Density
WFP_NDGD-B1005 | PENTEK BB10 DGD 5005 (dual gradient density) | FIL DGD5005 10BB-PT | PENTEK BB10 DGD 5005 Dual Gradient Density
WFP_NDGD-B1025 | PENTEK BB10 DGD 7525 (dual gradient density) | FIL DGD7525 10BB-PT | PENTEK BB10 DGD 7525 Dual Gradient Density
WFP_NDGD-B2001 | PENTEK BB20 DGD 2501 (dual gradient density) | FIL DGD2501 20BB-PT | PENTEK BB20 DGD 2501 Dual Gradient Density
WFP_NDGD-B2005 | PENTEK BB20 DGD 5005 (dual gradient density) | FIL DGD5005 20BB-PT | PENTEK BB20 DGD 5005 Dual Gradient Density
WFP_NDGD-B2025 | PENTEK BB20 DGD 7525 (dual gradient density) | FIL DGD7525 20BB-PT | PENTEK BB20 DGD 7525 Dual Gradient Density
WFP_NEP-B10 | PENTEK EP - 10 BB | FIL EP 10BB | PENTEK EP - 10 BB
WFP_NEP-B20 | PENTEK EP - 20 BB | FIL EP 20BB | PENTEK EP - 20 BB
WFP_NEP-S10 | PENTEK EP - 10 SLIM | FIL EP 10SL | PENTEK EP - 10 SLIM
WFP_NEP-S20 | PENTEK EP - 20 SLIM | FIL EP 20SL | PENTEK EP - 20 SLIM
WFP_NEPM-B20 | PENTEK EPM - 20 BB | FIL EMP 20BB | PENTEK EPM - 20 BB
WFP_NEPM-S10 | PENTEK EPM - 10SLIM | FIL EPM 10SL | PENTEK EPM - 10SL
WFP_NEPM-S20 | PENTEK EPM - 20 SLIM | FIL EMP 20SL | PENTEK EPM - 20 SLIM
WFP_NPP-S1001 | PENTEK 10SL - 1 MICRON (sediment filter) | FIL PS1-10C | PENTEK brand 10SL - 1 MICRON Sediment Filter
WFP_NPP-S1005 | PENTEK 10SL - 5 MICRON (sediment filter) | FIL PS5-10C | PENTEK brand 10SL - 5 MICRON Sediment Filter
WFP_NPP-S2001 | PENTEK 20SL - 1 MICRON (sediment filter) | FIL PS1-20C | PENTEK brand 20SL - 1 MICRON Sediment Filter
WFP_NPP-S2005 | PENTEK 20SL - 5 MICRON (sediment filter) | FIL PS5-20C | PENTEK brand 20SL - 5 MICRON Sediment Filter
WFP_NPP-S3001 | PENTEK 30SL - 1 MICRON (sediment filter) | FIL PS1-30C | PENTEK brand 30SL - 1 MICRON Sediment Filter
WFP_NPP-S3005 | PENTEK 30SL - 5 MICRON (sediment filter) | FIL PS5-30C | PENTEK brand 30SL - 5 MICRON Sediment Filter
WFP_NPP-S4001 | PENTEK 40SL - 1 MICRON (sediment filter) | FIL PS1-40C | PENTEK brand 40SL - 1 MICRON Sediment Filter
WFP_NPP-S4005 | PENTEK 40SL - 5 MICRON (sediment filter) | FIL PS5-40C | PENTEK brand 40SL - 5 MICRON Sediment Filter
WFP_PAB-S1001 | PURE PRIME ANTI-BACTERIAL 10SL - 1 MICRON | FIL AB10" 1 | PURE PRIME ANTI-BACTERIAL 10SL - 1 MICRON
WFP_PAB-S1005 | PURE PRIME ANTI-BACTERIAL 10SL - 5 MICRON | FIL AB10" 5 | PURE PRIME ANTI-BACTERIAL 10SL - 5 MICRON
WFP_PAB-S2001 | PURE PRIME ANTI-BACTERIAL 20SL - 1 MICRON | FIL AB20" 1 | PURE PRIME ANTI-BACTERIAL 20SL - 1 MICRON
WFP_PAB-S2005 | PURE PRIME ANTI-BACTERIAL 20SL - 5 MICRON | FIL AB20" 5 | PURE PRIME ANTI-BACTERIAL 20SL - 5 MICRON
WFP_PCBF-B10 | PURE PRIME 10BB - CARBON Filter | FIL PRIME CBF10BB | PURE PRIME 10BB - CARBON Filter
WFP_PCBF-B20 | PURE PRIME 20BB - CARBON Filter | FIL PRIME CBF20BB | PURE PRIME 20BB - CARBON Filter
WFP_PCBF-S10 | PURE PRIME 10SL - CARBON Filter | FIL PRIME CBF10SL | PURE PRIME 10SL - CARBON Filter
WFP_PCBF-S20 | PURE PRIME 20SL - CARBON Filter | FIL PRIME CBF20SL | PURE PRIME 20SL - CARBON Filter
WFP_PNE-S05 | PURE PRIME 5SL - SEDIMENT FILTER (no embosed) | FIL PRIME 5SL | PURE PRIME 5SL - SEDIMENT FILTER (no embosed)
WFP_PNE-S10 | PURE PRIME 10SL - SEDIMENT FILTER (no embosed) | FIL PRIME 10SL | FIL PRIME 10SL
WFP_PNE-S20 | PURE PRIME 20SL - SEDIMENT FILTER (no embosed) | FIL PRIME 20SL | PURE PRIME 20SL - SEDIMENT FILTER (no embosed)
WFP_PNE-S30 | PURE PRIME 30SL - SEDIMENT FILTER (no embosed) | FIL PRIME 30SL | PURE PRIME 30SL - SEDIMENT FILTER (no embosed)
WFP_PNE-S40 | PURE PRIME 40SL - SEDIMENT FILTER (no embosed) | FIL PRIME 40SL | PURE PRIME 40SL - SEDIMENT FILTER (no embosed)
WFP_PPP-B1001 | PURE PRIME 10BB - 1 MICRON | FIL PRIME10BB-PP1 | PURE PRIME 10BB - 1 MICRON
WFP_PPP-B1005 | PURE PRIME 10BB - 5 MICRON | FIL PRIME10BB-PP5 | PURE PRIME 10BB - 5 MICRON
WFP_PPP-B1010 | PURE PRIME 10BB - 10 MICRON | FIL PRIME10BB-PP10 | PURE PRIME 10BB - 10 MICRON
WFP_PPP-B1020 | PURE PRIME 10BB - 20 MICRON | FIL PRIME10BB-PP20 | PURE PRIME 10BB - 20 MICRON
WFP_PPP-B2001 | PURE PRIME 20BB - 1 MICRON | FIL PRIME20BB-PP1 | PURE PRIME 20BB - 1 MICRON
WFP_PPP-B2005 | PURE PRIME 20BB - 5 MICRON | FIL PRIME20BB-PP5 | PURE PRIME 20BB - 5 MICRON
WFP_PPP-B2010 | PURE PRIME 20BB - 10 MICRON | FIL PRIME20BB-PP10 | PURE PRIME 20BB - 10 MICRON
WFP_PPP-B2020 | PURE PRIME 20BB - 20 MICRON | FIL PRIME20BB-PP20 | PURE PRIME 20BB - 20 MICRON
WFP_PPP-S1001 | PURE PRIME 10SL - 1 MICRON | FIL PRIME10SL-PP1 | PURE PRIME 10SL - 1 MICRON
WFP_PPP-S1005 | PURE PRIME 10SL - 5 MICRON | FIL PRIME10SL-PP5 | PURE PRIME 10SL - 5 MICRON
WFP_PPP-S1010 | PURE PRIME 10SL - 10 MICRON | FIL PRIME10SL-PP10 | PURE PRIME 10SL - 10 MICRON
WFP_PPP-S1020 | PURE PRIME 10SL - 20 MICRON | FIL PRIME10SL-PP20 | PURE PRIME 10SL - 20 MICRON
WFP_PPP-S2001 | PURE PRIME 20SL - 1 MICRON | FIL PRIME20SL-PP1 | PURE PRIME 20SL - 1 MICRON
WFP_PPP-S2005 | PURE PRIME 20SL - 5 MICRON | FIL PRIME20SL-PP5 | PURE PRIME 20SL - 5 MICRON
WFP_PPP-S2010 | PURE PRIME 20SL - 10 MICRON | FIL PRIME20SL-PP10 | PURE PRIME 20SL - 10 MICRON
WFP_PPP-S2020 | PURE PRIME 20SL - 20 MICRON | FIL PRIME20SL-PP20 | PURE PRIME 20SL - 20 MICRON
WFP_PPP-S3001 | PURE PRIME 30SL - 1 MICRON | FIL PRIME30SL-PP1 | PURE PRIME 30SL - 1 MICRON
WFP_PPP-S3005 | PURE PRIME 30SL - 5 MICRON | FIL PRIME30SL-PP5 | PURE PRIME 30SL - 5 MICRON
WFP_PPP-S3010 | PURE PRIME 30SL - 10 MICRON | FIL PRIME30SL-PP10 | PURE PRIME 30SL - 10 MICRON
WFP_PPP-S3020 | PURE PRIME 30SL - 20 MICRON | FIL PRIME30SL-PP20 | PURE PRIME 30SL - 20 MICRON
WFP_PPP-S4001 | PURE PRIME 40SL - 1 MICRON | FIL PRIME40SL-PP1 | PURE PRIME 40SL - 1 MICRON
WFP_PPP-S4005 | PURE PRIME 40SL - 5 MICRON | FIL PRIME40SL-PP5 | PURE PRIME 40SL - 5 MICRON
WFP_PPP-S4010 | PURE PRIME 40SL - 10 MICRON | FIL PRIME40SL-PP10 | PURE PRIME 40SL - 10 MICRON
WFP_PPP-S4020 | PURE PRIME 40SL - 20 MICRON | FIL PRIME40SL-PP20 | PURE PRIME 40SL - 20 MICRON
WFR_CTO-S10 | 10 SLIM WN - CTO (carbon block filter) | FIL WN - CTO | 10 SLIM WN - CTO Carbon Block Filter
WFR_GAC-S10 | 10 SLIM WN - GAC (granular activated carbon filter) | FIL WN - GAC | 10 SLIM WN - GAC Granular Activated Carbon Filter
WFR_PP-S10 | 10 SLIM WN - PP (sediment filter) | FIL WN - PP | 10 SLIM WN - PP Sediment Filter
WFR_T33-15 | T33 POLISHING CABRON FILTER 1500 GAL. (MIGHTY PURE) | FIL T33 1500G | T33 POLISHING CABRON FILTER 1500 GAL.
WFR_T33-25 | T33 POLISHING CABRON FILTER 2500 GAL. | FIL T33 | T33 POLISHING CABRON FILTER 2500 GAL.
WFW_CBF-B10 | WATERCHECK 10BB - CBF (carbon block filter) | FIL WC 10BB-CBF | WATERCHECK 10BB - CBF Carbon Block Filter
WFW_CBF-B20 | WATERCHECK 20BB - CBF (carbon block filter) | FIL WC 20BB-CBF | WATERCHECK 20BB - CBF Carbon Block Filter
WFW_CBF-S10 | WATERCHECK 10SL - CBF (carbon block filter) | FIL WC 10SL-CBF | WATERCHECK 10SL - CBF Carbon Block Filter
WFW_CBF-S20 | WATERCHECK 20SL - CBF (carbon block filter) | FIL WC 20SL-CBF | WATERCHECK 20SL - CBF Carbon Block Filter
WFW_DGD-B2001 | WATERCHECK 20BB DGD 2501 | FIL WC DGD 20BB 2501 | WATERCHECK 20BB DGD 2501
WFW_DGD-B2005 | WATERCHECK 20BB DGD 5005 | FIL WC DGD 20BB 5005 | WATERCHECK 20BB DGD 5005
WFW_GAC-B10 | WATERCHECK GAC - 10BB (granular activated carbon) | FIL GAC 10BB | WATERCHECK GAC - 10BB Granular Activated Carbon
WFW_GAC-B20 | WATERCHECK GAC - 20BB (granular activated carbon) | FIL GAC20BB | WATERCHECK GAC - 20BB Granular Activated Carbon
WFW_GAC-S10 | WATERCHECK GAC - 10SL (granular activated carbon) | FIL GAC 10SL | WATERCHECK GAC - 10SL Granular Activated Carbon
WFW_GAC-S20 | WATERCHECK GAC - 20SL (granular activated carbon) | FIL GAC 20SL w | WATERCHECK GAC - 20SL Granular Activated Carbon
WFW_PC-S3001 | WATERCHECK 30SL - 1 MICRON w/ PLASTIC CORE (nl) | FIL WC 30SL-PPC | WATERCHECK 30SL - PLAIN w/ PLASTIC CORE
WFW_PC-S3005 | WATERCHECK 30SL - 5 MICRON w/ PLASTIC CORE (nl) | FIL WC 30SL-PPC | WATERCHECK 30SL - PLAIN w/ PLASTIC CORE
WFW_PC-S3010 | WATERCHECK 30SL - 10 MICRON w/ PLASTIC CORE (nl) | FIL WC 30SL-PPC | WATERCHECK 30SL - PLAIN w/ PLASTIC CORE
WFW_PC-S3020 | WATERCHECK 30SL - 20 MICRON w/ PLASTIC CORE (nl) | FIL WC 30SL-PPC | WATERCHECK 30SL - PLAIN w/ PLASTIC CORE
WFW_PC-S4001 | WATERCHECK 40SL - 1 MICRON w/ PLASTIC CORE (nl) | FIL WC 40SL-PPC | WATERCHECK 40SL - PLAIN w/ PLASTIC CORE
WFW_PC-S4005 | WATERCHECK 40SL - 5 MICRON w/ PLASTIC CORE (nl) | FIL WC 40SL-PPC | WATERCHECK 40SL - PLAIN w/ PLASTIC CORE
WFW_PC-S4010 | WATERCHECK 40SL - 10 MICRON w/ PLASTIC CORE (nl) | FIL WC 40SL-PPC | WATERCHECK 40SL - PLAIN w/ PLASTIC CORE
WFW_PC-S4020 | WATERCHECK 40SL - 20 MICRON w/ PLASTIC CORE (nl) | FIL WC 40SL-PPC | WATERCHECK 40SL - PLAIN w/ PLASTIC CORE
WFW_PP-B1001 | WATERCHECK 10BB - 1 MICRON | FIL WC 10BB-PP | WATERCHECK 10BB - PLAIN Sediment Filter
WFW_PP-B1005 | WATERCHECK 10BB - 5 MICRON | FIL WC 10BB-PP | WATERCHECK 10BB - PLAIN Sediment Filter
WFW_PP-B1010 | WATERCHECK 10BB - 10 MICRON | FIL WC 10BB-PP | WATERCHECK 10BB - PLAIN Sediment Filter
WFW_PP-B1020 | WATERCHECK 10BB - 20 MICRON | FIL WC 10BB-PP | WATERCHECK 10BB - PLAIN Sediment Filter
WFW_PP-B2001 | WATERCHECK 20BB - 1 MICRON | FIL WC 20BB-PP | WATERCHECK 20BB - PLAIN Sediment Filter
WFW_PP-B2005 | WATERCHECK 20BB - 5 MICRON | FIL WC 20BB-PP | WATERCHECK 20BB - PLAIN Sediment Filter
WFW_PP-B2010 | WATERCHECK 20BB - 10 MICRON | FIL WC 20BB-PP | WATERCHECK 20BB - PLAIN Sediment Filter
WFW_PP-B2020 | WATERCHECK 20BB - 20 MICRON | FIL WC 20BB-PP | WATERCHECK 20BB - PLAIN Sediment Filter
WFW_PP-S1001 | WATERCHECK 10SL - 1 MICRON | FIL WC 10SL-PP | WATERCHECK 10SL - PLAIN sediment filter
WFW_PP-S1005 | WATERCHECK 10SL - 5 MICRON | FIL WC 10SL-PP | WATERCHECK 10SL - PLAIN sediment filter
WFW_PP-S1010 | WATERCHECK 10SL - 10 MICRON | FIL WC 10SL-PP | WATERCHECK 10SL - PLAIN sediment filter
WFW_PP-S1020 | WATERCHECK 10SL - 20 MICRON | FIL WC 10SL-PP | WATERCHECK 10SL - PLAIN sediment filter
WFW_PP-S2001 | WATERCHECK 20SL - 1 MICRON | FIL WC 20SLPP | WATERCHECK 20SL - PLAIN Sediment Filter
WFW_PP-S2005 | WATERCHECK 20SL - 5 MICRON | FIL WC 20SLPP | WATERCHECK 20SL - PLAIN Sediment Filter
WFW_PP-S2010 | WATERCHECK 20SL - 10 MICRON | FIL WC 20SLPP | WATERCHECK 20SL - PLAIN Sediment Filter
WFW_PP-S2020 | WATERCHECK 20SL - 20 MICRON | FIL WC 20SLPP | WATERCHECK 20SL - PLAIN Sediment Filter
WFW_PP-S3001 | WATERCHECK 30SL - 1 MICRON | FIL WC 30SL-PP | WATERCHECK 30SL - PLAIN Sediment Filter
WFW_PP-S3005 | WATERCHECK 30SL - 5 MICRON | FIL WC 30SL-PP | WATERCHECK 30SL - PLAIN Sediment Filter
WFW_PP-S3010 | WATERCHECK 30SL - 10 MICRON | FIL WC 30SL-PP | WATERCHECK 30SL - PLAIN Sediment Filter
WFW_PP-S3020 | WATERCHECK 30SL - 20 MICRON | FIL WC 30SL-PP | WATERCHECK 30SL - PLAIN Sediment Filter
WFW_PP-S4001 | WATERCHECK 40SL - 1 MICRON | FIL WC 40SL-PP | WATERCHECK 40SL - PLAIN Sediment Filter
WFW_PP-S4005 | WATERCHECK 40SL - 5 MICRON | FIL WC 40SL-PP | WATERCHECK 40SL - PLAIN Sediment Filter
WFW_PP-S4010 | WATERCHECK 40SL - 10 MICRON | FIL WC 40SL-PP | WATERCHECK 40SL - PLAIN Sediment Filter
WFW_PP-S4020 | WATERCHECK 40SL - 20 MICRON | FIL WC 40SL-PP | WATERCHECK 40SL - PLAIN Sediment Filter
WFW_WR-B10 | WATERCHECK 10BB - WR30 (pleated polyester catridge) | FIL WR30 10BB | WATERCHECK 10BB - WR30 Pleated Polyester Catridge
WFW_WR-B20 | WATERCHECK 20BB - WR30 (pleated polyester catridge) | FIL WR30 20BB | WATERCHECK 20BB - WR30 Pleated Polyester Cartridge
WFW_WR-S10 | WATERCHECK 10SL - WR30 (pleated polyester catridge) | FIL WR30 10SL | WATERCHECK 10SL - WR30 Pleated Polyester Cartridge
WFW_WR-S20 | WATERCHECK 20SL - WR30 (pleated polyester catridge) | FIL WR30 20SL | WATERCHECK 20SL - WR30 Pleated Polyester Cartridge
WF_DF-S1 | KSW-S1 DISPENSER FAUCET | FCET_KSW S1 | KSW-S1 DISPENSER FAUCET
WF_FU-B | WD FAUCET UNIVERSAL TYPE BLUE (cold) | FCET_UNIB | WD FAUCET UNIVERSAL TYPE BLUE (cold)
WF_FU-R | WD FAUCET UNIVERSAL TYPE RED (hot) | FCET_UNIR | WD FAUCET UNIVERSAL TYPE RED (hot)
WF_GBV-O | GOOSENECK BALL VALVE 1/2" SS ORANGE handle | FCET_BVALVE | GOOSENECK BALL VALVE 1/2" SS
WF_GC | GOOSENECK CONNECTOR 1/2" SS ONLY | FCET_CONN | GOOSENECK CONNECTOR 1/2" SS ONLY
WF_GF | FF-800 GOOSENECK FAUCET ONLY | FCET_GOOSE | GOOSENECK FAUCET ONLY
WF_GF01-20 | GF 01 FAUCET - STAINLESS knob SN-ZN-20 | FCET_01C | GF 01 FAUCET - STAINLESS knob (SN-ZN-20)
WF_GF01-60 | GF 01 FAUCET - STAINLESS knob SN-60 | FCET_01 | GF 01 FAUCET - STAINLESS knob SN-60
WF_GF01-75 | GF 01 FAUCET - STAINLESS knob SN-75 | FCET_01B | GF 01 FAUCET - STAINLESS knob SN-75
WF_GF03-B | GF 03 FAUCET - BLACK knob | FCET_03 | GF 03 FAUCET - BLACK knob
WF_GF04-S | GF 04 FAUCET - SILVER knob | FCET_04 | GF 04 FAUCET - SILVER knob
WF_GF07-G | GF 07 FAUCET - GOLD knob | FCET_07 | GF 07 FAUCET - GOLD knob
WF_RF-2202 | F2202 RUNXIN FAUCET | FCET_F2202 | RUNXIN FAUCET F2202
WF_SF-31 | STAINLES FAUCET 3 IN 1 | FCET_3in1 | FAUCET 3 IN 1 - STAINLESS
WGE_BCM | BIG CAP MOUTH SEAL (205mm x 40mm) 1,000pcs/2PACK | GAL_SEAL BIG | BIG CAP MOUTH SEAL (205mm x 40mm) 1,000pcs./2PACK
WGE_FS | FAUCET SEAL (80mm x 50mm) 1,000pcs/PACK | GAL_SEAL FCT | FAUCET SEAL (80mm x 50mm) 1,000pcs./PACK
WGE_OUC | OVER-ALL UMBRELLA CAP SEAL 1,000pcs/2PACK | GAL_SEAL OVERALL | OVER-ALL UMBRELLA CAP SEAL 1,000pcs./2pack
WGE_RC | ROUND CAP SEAL (96mm x 60mm) 1,000pcs/2PACK | GAL_SEAL ROUND | ROUND CAP SEAL (96mm x 60mm) 1,000pcs./2PACK
WGE_SC | SMALL CAP SEAL (68mm x 30mm) 1,000pcs/2PACK | GAL_SEAL SMALL | SMALL CAP SEAL (68mm x 30mm) 1,000pcs./PACK
WGP_BC-350 | PET BOTTLE 350 ml - CLEAR (250pcs/ Per Pack) | GAL_PET 350ml | PET BOTTLE 350ml - Clear (250pcs./ Per Pack)
WGP_BC-500 | PET BOTTLE 500 ml - CLEAR (200pcs/ Per Pack) | GAL_PET 500ml Clear | PET BOTTLE 500ml - Clear (200pcs./ Per Pack)
WGP_BL-350 | PET BOTTLE 350 ml - BLUE (250pcs/ Per Pack) | GAL_PET 350ml Blue 2 | PET BOTTLE 350ml - Blue (250pcs./ Per Pack)
WGP_BL-500 | PET BOTTLE 500 ml - BLUE (200pcs/ Per Pack) | GAL_PET 500ml Blue | PET BOTTLE 500ml - Blue (200pcs./ Per Pack)
WGR_BTNS | BLUE TAMPER NON-SPILL TYPE CAP | GAL_BTNSC | BLUE TAMPER NON-SPILL TYPE CAP
WGR_BTSC | BLUE TAMPER SNAP ON CAP (SPILL) | GAL_BTSC | BLUE TAMPER SNAP ON CAP (SPILL)
WGR_C-5 | ROUND CONTAINER 5 GALLON | GAL_RND | ROUND CONTAINER 5 GALLON
WGR_HCNS | HALF-CAP NON-SPILL TYPE for ROUND CONT | GAL_NST CUP | NON-SPILL TYPE for ROUND CONT (half-cap)
WGR_HCST | HALF-CAP SPILL TYPE for ROUND CONT. | GAL_ST CUP | SPILL TYPE for ROUND CONT. (half-cap)
WGR_PBH | PET BOTTLE HANDLE | GAL_PBH | PET BOTTLE HANDLE
WGR_PFR | PIPESTAND w/ FAUCET FOR ROUND CONT. | GAL_PSF | PIPESTAND w/ FAUCET FOR ROUND CONT.
WGR_SC | STRING CUP FOR ROUND CONT. | GAL_ST-FCET | STRING CUP FOR ROUND CONT.
WGS_BC-25 | BIG CUP FOR SLIM 2.5 CONTAINER | GAL_BIG CUP 2.5 | BIG CUP FOR SLIM 2.5 CONTAINER
WGS_BC-5 | BIG CUP FOR SLIM 5 CONTAINER | GAL_BIG CUP | BIG CUP FOR SLIM 5 CONTAINER
WGS_C-25 | SLIM HALF CONTAINER 2.5 GALLON | GAL_SHC | SLIM HALF CONTAINER 2.5 GALLON
WGS_C-5 | SLIM CONTAINER 5 GALLON | GAL_SLIM | SLIM CONTAINER 5 GALLON
WGS_DI-25 | DIVIDER (INNER CUP) FOR SLIM CONTAINER 2.5 | GAL_SML DVR 2.5 | DIVIDER (INNER CUP) FOR SLIM CONTAINER 2.5
WGS_DI-5 | DIVIDER (INNER CUP) FOR SLIM CONTAINER | GAL_SML DVR | DIVIDER (INNER CUP) FOR SLIM CONTAINER
WGS_FB | FAUCET FOR SLIM CONTAINER BLUE color | GAL_SML FCTB | FAUCET FOR SLIM CONTAINER BLUE color
WGS_FG | FAUCET FOR SLIM CONTAINER GREEN color | GAL_SML FCT | FAUCET FOR SLIM CONTAINER GREEN color
WGS_SC | SMALL CUP FOR SLIM CONTAINER | GAL_SML CUP | SMALL CUP FOR SLIM CONTAINER
WHB_BFH1-2F | HYDRAP BAG HOUSING BFH-1 npt 2" FLANGE | RF BFH-1 (2") | BAG FILTER HOUSING BFH-1 (2" FLANGE)
WHB_BFH1-25F | HYDRAP BAG HOUSING BFH-1 npt 2*1/2" FLANGE | RF BFH-1 (2*1/2") | BAG FILTER HOUSING BFH-1 (2*1/2" FLANGE)
WHB_BFH2-25F | HYDRAP BAG HOUSING BFH-2 npt 2*1/2" FLANGE | RF BFH-2 (2*1/2") | BAG FILTER HOUSING BFH-2 (2*1/2" FLANGE)
WHB_BFH2-25T | HYDRAP BAG HOUSING BFH 2 npt 2 1/2" THREADED | RF BFH-2 (2 1/2") TRD | BAG FILTER HOUSING BFH 2 (2 1/2" THREADED)
WHB_BFH2-2F | HYDRAP BAG HOUSING BFH-2 npt 2" FLANGE | RF BFH-2 (2") | BAG FILTER HOUSING BFH-2 (2" FLANGE)
WHB_BFH2-2T | HYDRAP BAG HOUSING BFH-2 npt 2" THREADED | RF BFH-2 (2") TRD | BAG FILTER HOUSING BFH-2 (2" THREADED)
WHB_BFH2-3F | HYDRAP BAG HOUSING BFH-2 npt 3" FLANGE | RF BFH-2 (3") | BAG FILTER HOUSING BFH-2 (3" FLANGE)
WHB_BFL1-25T | HYDRAP BAG HOUSING BFL-1 npt 2*1/2" THREADED | RF BFL-1 (2*1/2") | DOUBLE BAG HOUSING 20" BFL-1 npt 2*1/2"
WHB_BFL1-2T | HYDRAP BAG HOUSING BFL-1 npt 2" THREADED | RF BFL-1 (2") | DOUBLE BAG HOUSING 20" BFL-1 npt 2"
WHB_BFL2-2T | HYDRAP BAG HOUSING BFL-2 npt 2" THREADED | RF BFL-2 (2") | DOUBLE BAG HOUSING 30" BFL-2 npt 2" threaded
WHB_BFL2-3T | HYDRAP BAG HOUSING BFL-2 npt 3" THREADED | RF BFL-2 (3") | DOUBLE BAG HOUSING 30" BFL-2 npt 3"
WHB_FP10-01 | FILTER BAG 10"- PP1u (180*420) PLASTIC RING | RF FBS-1u (plastic) | FILTER BAG 10"- PP1u (180*420) plastic ring
WHB_FP10-01/2 | FILTER BAG 10"- PP1u (110*340) PLASTIC RING | RF FBS-1u | FILTER BAG 10"- PP1u (110*340) plastic
WHB_FP10-10 | FILTER BAG 10"- PP10u (180*420) PLASTIC RING | RF FBS-10u 3 | FILTER BAG 10"- PP10u (180*420) plastic ring
WHB_FP10-25 | FILTER BAG 10"- PP25u (180*420) PLASTIC RING | RF FBS-25u 2 | FILTER BAG 10"- PP25u (180*420) plastic ring
WHB_FP10-50 | FILTER BAG 10"- PP50u (180*420) PLASTIC RING | RF FBS-50u 2 | FILTER BAG 10"- PP50u (180*420) plastic ring
WHB_FP30-01 | FILTER BAG 30"- PP1u (180*810) PLASTIC RING | RF FBB-1u (1) | FILTER BAG 30"- PP1u (180*810) plastic
WHB_FP30-05 | FILTER BAG 30"- PP5u (180*810) PLASTIC RING | RF FBB-5u | FILTER BAG 30"- PP5u (180*810) plastic ring
WHB_FP30-10 | FILTER BAG 30"- PP10u (180*810) PLASTIC RING | RF FBB-10u 2 | FILTER BAG 30"- PP10u (180*810) plastic ring
WHB_FP30-100 | FILTER BAG 30"- PP100u (180*810) PLASTIC RING | RF FBB-100u | FILTER BAG 30"- PP100u (180*810) plastic ring
WHB_FP30-25 | FILTER BAG 30"- PP25u (180*810) PLASTIC RING | RF FBB-25u 2 | FILTER BAG 30"- PP25u (180*810) plastic ring
WHB_FP30-50 | FILTER BAG 30"- PP50u (180*810) PLASTIC RING | RF FBB-50u | FILTER BAG 30"- PP50u (180*810) plastic ring
WHB_FP30-75 | FILTER BAG 30"- PP75u (180*810) PLASTIC RING | RF FBB-75u | FILTER BAG 30"- PP75u (180*810) plastic ring
WHB_FS10-01 | FILTER BAG 10"- PP1u (180*420) SS RING | RF FBS-1u (ss) | FILTER BAG 10"- PP1u (180*420) ss ring
WHB_FS10-05 | FILTER BAG 10"- PP5u (180*420) SS RING | RF FBS-5u | FILTER BAG 10"- PP5u (180*420) ss ring
WHB_FS10-10 | FILTER BAG 10"- PP10u (180*420) SS RING | RF FBS-10u | FILTER BAG 10"- PP10u (180*420) ss ring
WHB_FS10-10/2 | FILTER BAG 10"- PP10u (480*810) SS RING | RF FBS-10u 2 | FILTER BAG 10"- PP10u (480*810) ss ring
WHB_FS10-20 | FILTER BAG 10"- PP20u (180*420) SS RING | RF FBS-20u | FILTER BAG 10"- PP20u (180*420) ss ring
WHB_FS10-25 | FILTER BAG 10"- PP25u (180*420) SS RING | RF FBS-25u | FILTER BAG 10"- PP25u (180*420) ss ring
WHB_FS10-50 | FILTER BAG 10"- PP50u (180*420) SS RING | RF FBS-50u | FILTER BAG 10"- PP50u (180*420) ss ring
WHB_FS10-75 | FILTER BAG 10"- PP75u (180*420) SS RING | RF FBS-75u | FILTER BAG 10"- PP75u (180*420) ss ring
WHB_FS30-01 | FILTER BAG 30"- PP1u (180*810) SS RING | RF FBB-1u (2) | FILTER BAG 30"- PP1u (180*810) stainless
WHB_FS30-05 | FILTER BAG 30"- PP5u (180*810) SS RING | RF FBB-5u 2 | FILTER BAG 30"- PP5u (180*810) ss ring
WHB_FS30-10 | FILTER BAG 30"- PP10u (180*810) SS RING | RF FBB-10u | FILTER BAG 30"- PP10u (180*810) ss ring
WHB_FS30-20 | FILTER BAG 30"- PP20u (180*810) SS RING | RF FBB-20u | FILTER BAG 30"- PP20u (180*810) ss ring
WHB_FS30-25 | FILTER BAG 30"- PP25u (180*810) SS RING | RF FBB-25u | FILTER BAG 30"- PP25u (180*810) ss ring
WHB_SFH-2/2 | BAG HOUSING BFH-2 npt 2" THRD (316) TAIWAN | RF BFH-2 TWN | BAG HOUSING 30" BFH-2 npt 2" Threaded (316) TAIWAN
WHB_SFL-1/2 | BAG HOUSING BFL-1 npt 2" THRD (316) TAIWAN | RF BFL-1 TWN | BAG HOUSING 20" BFL-1 npt 2" Threaded (316) TAIWAN
WHB_SFL-2/2 | BAG HOUSING BFL-2 npt 2" THRD (316) TAIWAN | RF BFL-2 TWN | BAG HOUSING 30" BFL-2 npt 2" Threaded (316) TAIWAN
WHB_SPF | PLEATED FILTER FOR RAPID HOUSING 20" | RF PPFG-62005 | PLEATED FILTER FOR RAPID HOUSING 20"
WHB_SRF-600 | RAPID FILTER MIGHTY PURE 600 SERIES | RF MP6S | MIGHTY PURE 600 SERIES (rapid filte type)
WHB_SRF-620 | RAPID FILTER HOUSING (620SS) BOLT TYPE | RF_620SSH | RAPID FILTER HOUSING (620SS) BOLT TYPE
WHB_ST-10 | STRAINER FOR BAG FILTER HOUSING 10" | RF SBFH10" | STRAINER FOR BAG FILTER HOUSING 10"
WHB_ST-20 | STRAINER FOR BAG FILTER HOUSING 20" | RF SBFH20" | STRAINER FOR BAG FILTER HOUSING 20"
WHC_BA-B10 | (bdle) BIG BLUE HOUSING 10" npt 1" CHINA w/ ACCS. | HOUSING BBH10 | BIG BLUE HOUSING 10" npt 1" china
WHC_BA-SB05 | (bdle) SLIM BLUE HOUSING 5" npt 1/2" CHINA w/ ACCS. | HOUSING SBH_10S | SLIM BLUE HOUSING 5" npt 1/2" CHINA
WHC_BA-SB10 | (bdle) SLIM BLUE HOUSING 10" npt 3/4" CHINA (CH1040) w/ ACCS. | HOUSING SBH10"-CH | SLIM BLUE HOUSING 10" npt 3/4" CHINA (CH1040)
WHC_BA-SB20/1 | (bdle) SLIM BLUE HOUSING 20" npt 3/4" CHINA (CH20-40) w/ ACCS. | HOUSING SBHC_2 | SLIM BLUE HOUSING 20" npt 3/4" China (CH20-40)
WHC_BA-SB20/2 | (bdle) SLIM BLUE HOUSING 20" npt 1/2" CHINA w/ BRASS & ACCS. | HOUSING SBHC_3 | SLIM BLUE HOUSING 20" npt 1/2" China w/ BRASS
WHC_BA-SC05 | (bdle) SLIM CLEAR HOUSING 5" npt 1/2" CHINA w/ ACCS. | HOUSING SCH_5" | SLIM CLEAR HOUSING 5" npt 1/2" CHINA
WHC_BB-10 | BIG BLUE HOUSING 10" npt 1" CHINA | HOUSING BBH10 | BIG BLUE HOUSING 10" npt 1" china
WHC_SB-05 | SLIM BLUE HOUSING 5" npt 1/2" CHINA | HOUSING SBH_10S | SLIM BLUE HOUSING 5" npt 1/2" CHINA
WHC_SB-10/1 | SLIM BLUE HOUSING 10" npt 3/4" CHINA (CH1040) | HOUSING SBH10"-CH | SLIM BLUE HOUSING 10" npt 3/4" CHINA (CH1040)
WHC_SB-10/2 | SLIM BLUE HOUSING 10" npt 3/4" CHINA for ST-50 | HOUSING SBH_103 | SLIM BLUE HOUSING 10" npt 3/4" CHINA for ST-50
WHC_SB-20/1 | SLIM BLUE HOUSING 20" npt 3/4" CHINA (CH20-40) | HOUSING SBHC_2 | SLIM BLUE HOUSING 20" npt 3/4" China (CH20-40)
WHC_SB-20/2 | SLIM BLUE HOUSING 20" npt 1/2" CHINA w/ BRASS | HOUSING SBHC_3 | SLIM BLUE HOUSING 20" npt 1/2" China w/ BRASS
WHC_SC-05 | SLIM CLEAR HOUSING 5" npt 1/2" CHINA | HOUSING SCH_5" | SLIM CLEAR HOUSING 5" npt 1/2" CHINA
WHE_PR-B10 | HOUSING FOR RESIN 10BB PLASTIC | HOUSING CBA-304-6 | HOUSING FOR RESIN 10BB PLASTIC
WHE_PR-B20 | HOUSING FOR RESIN 20BB PLASTIC | HOUSING CBA-304-2 | HOUSING FOR RESIN 20BB PLASTIC
WHE_PR-S10 | HOUSING FOR RESIN 10SL PLASTIC | HOUSING CBA-304-1 | HOUSING FOR RESIN 10SL PLASTIC
WHE_PR-S20 | HOUSING FOR RESIN 20SL PLASTIC | HOUSING CBA-304-4 | HOUSING FOR RESIN 20SL PLASTIC
WHE_TR-S10 | HOUSING FOR RESIN FILTER 10" - TRANSPARENT | HOUSING CFR10" | HOUSING FOR RESIN FILTER 10" (transparent)
WHE_TS-B10 | TRANSPARENT EMPTY SHELL 10" - BLUE CAP | HOUSING CBP-302-12 BL | TRANSPARENT EMPTY SHELL 10" - BLUE CAP
WHE_TS-G10 | TRANSPARENT EMPTY SHELL 10" - GREEN CAP | HOUSING CBP-302-14 GR | TRANSPARENT EMPTY SHELL 10" - GREEN CAP
WHE_TS-Y10 | TRANSPARENT EMPTY SHELL 10" - YELLOW CAP | HOUSING CBP-302-13 YL | TRANSPARENT EMPTY SHELL 10" - YELLOW CAP
WHH_BA-BB20 | (bdle) BIG BLUE HOUSING 20" npt 1" HYDROSEP brand w/ ACCS. | HOUSING BBH20-H | BIG BLUE HOUSING 20" npt1" HYDROSEP brand
WHH_BA-SB10 | (bdle) SLIM BLUE HOUSING 10" npt 3/4" HYDROSEP brand w/ ACCS. | HOUSING SBH_10H | SLIM BLUE HOUSING 10" npt 3/4" Hydrosep
WHH_BA-SB20 | (bdle) SLIM BLUE HOUSING 20" npt 3/4" HYDROSEP brand w/ ACCS. | HOUSING HYDRO 20 | HYDROSEP BLUE HOUSING 20" npt 3/4"
WHH_BA-SC20 | (bdle) SLIM CLEAR HOUSING 20" npt 3/4" HYDROSEP brand w/ ACCS. | HOUSING SC20-HYDRO | HYDROSEP SLIM CLEAR HOUSING 20" npt 3/4"
WHH_BB-20 | BIG BLUE HOUSING 20" npt 1" HYDROSEP brand | HOUSING BBH20-H | BIG BLUE HOUSING 20" npt1" HYDROSEP brand
WHH_SB-10 | SLIM BLUE HOUSING 10" npt 3/4" HYDROSEP brand | HOUSING SBH_10H | SLIM BLUE HOUSING 10" npt 3/4" Hydrosep
WHH_SB-20 | SLIM BLUE HOUSING 20" npt 3/4" HYDROSEP brand | HOUSING HYDRO 20 | HYDROSEP BLUE HOUSING 20" npt 3/4"
WHH_SC-20 | SLIM CLEAR HOUSING 20" npt 3/4" HYDROSEP brand | HOUSING SC20-HYDRO | HYDROSEP SLIM CLEAR HOUSING 20" npt 3/4"
WHO_BB-10 | BIG BLACK HOUSING 10" | HOUSING BBH10-BLACK | BIG BLACK HOUSING 10"
WHO_BB-20 | BIG BLACK HOUSING 20" | HOUSING BBH20-BLACK | BIG BLACK HOUSING 20"
WHO_BR-10 | BIG RED HOUSING 10" npt 1" (HOT WATER) | HOUSING BR10 | BIG RED HOUSING 10" npt 1" - HOT WATER
WHO_BR-20 | BIG RED HOUSING 20" npt 1" (HOT WATER) | HOUSING BR20 | BIG RED HOUSING 20" npt 1" - HOT WATER
WHO_HW-2L | UF HOUSING HWI-2000 LONG SS | HOUSING HWI_UF2 | UF HOUSING HWI-2000 LONG SS
WHO_HW-2S | UF HOUSING HWI-2000 SHORT SS | HOUSING HWI_UF1 | UF HOUSING HWI-2000 SHORT SS
WHO_KS-10D | KRYSTAL SLIM CLEAR HOUSING 10" (DUAL) | HOUSING DSCH | KRYSTAL SLIM CLEAR HOUSING 10" - DUAL
WHO_KS-10S | KRYSTAL SLIM CLEAR HOUSING 10" (SINGLE) | HOUSING KSCH | KRYSTAL SLIM CLEAR HOUSING 10" - SINGLE
WHO_SD-14 | SPIN DOWN FILTER HOUSING 10" npt 1/4" BLUE color | HOUSING MINI-10" | MINI HOUSING 10" NPT 1/4" (SPIN DOWN TYPE - Blue)
WHO_SD-34 | SPIN DOWN FILTER HOUSING 10" npt 3/4" WHITE color | HOUSING MINI-3/4" | SPIN DOWN FILTER HOUSING 3/4" npt (white)
WHO_SR-10 | SLIM RED HOUSING 10" (HOT WATER) | HOUSING SR10 | SLIM RED HOUSING 10" - HOT WATER
WHR_OEC-10 | EMPRESS SLIM CLEAR HOUSING 10" npt 1/4" | HOUSING EMP SCH_10 | EMPRESS SLIM CLEAR HOUSING 10SL npt 1/4"
WHR_OEW-10 | EMPRESS SLIM WHITE HOUSING 10" npt 1/4" | HOUSING EMP SWH_10 | EMPRESS SLIM WHITE HOUSING 10SL npt 1/4"
WHR_OSB-10/1 | SLIM BLUE HOUSING 10" 1/4" (ST50-A) | HOUSING FH10E 1/4" | SLIM BLUE HOUSING 10" 1/4" (ST50-A)
WHR_OSB-10/2 | SLIM BLUE HOUSING 10" 1/2" (ST50-A) | HOUSING FH10E 1/2" | SLIM BLUE HOUSING 10" 1/2" (ST50-A)
WHR_OSC-10/1 | SLIM CLEAR HOUSING 10" 1/4" (ST50-A) | HOUSING FH10B 1/4" | SLIM CLEAR HOUSING 10" 1/4" (ST50-A)
WHR_OSC-10/2 | SLIM CLEAR HOUSING 10" - WHITE FILTERHEAD | HOUSING CWH10" | SLIM CLEAR HOUSING 10" (white filterhead)
WHR_PVC | 5DC2-B2 PVC-20 5 IN 1 RAPID FILTER PVC TYPE | RF 5IN1 PVC | 5 IN 1 RAPID FILTER - PVC TYPE
WHR_STK-5 | RAPID FILTER TK 5 - 20 (CLAMP TYPE) npt 2" thread | RF TK5-20 TWN | RAPID FILTER TK 5 - 20 (CLAMP TYPE) npt 2" threaded
WHR_STKH-5 | RAPID FILTER TKH 5 - 20 (BOLT TYPE) npt 2" thread | RF TKH5-20 TWN | RAPID FILTER TKH 5 - 20 (BOLT TYPE) npt 2" threaded
WHR_TL2-2003/1T | HYDRAP RAPID FILTER TL2-20"x 3 npt 1" THRD (clamp) | RF TL2-20"X3 (1") | RAPID FILTER TL2-20"x 3" (CLAMP TYPE) npt 1"
WHR_TL2-2003/15T | HYDRAP RAPID FILTER TL2-20"x 3 npt 1*1/2" THRD (clamp) | RF TL2-20"X3 | RAPID FILTER TL2-20"x 3" (CLAMP TYPE) npt 1*1/2"
WHR_TL2-2005/1T | HYDRAP RAPID FILTER TL2-20"x 5 npt 1" THRD (clamp) | RF STK20"X5" 1" | RAPID FILTER TL2-20"x 5" (CLAMP TYPE) npt 1"
WHR_TL2-2005/15T | HYDRAP RAPID FILTER TL2-20"x 5 npt 1*1/2" THRD (clamp) | RF TL2-20"X5 | RAPID FILTER TL2-20"x 5" (CLAMP TYPE) npt 1*1/2"
WHR_TL2-2005/2T | HYDRAP RAPID FILTER TL2-20"x 5 npt 2" THRD (clamp) | RF TL2-20"X5 (2) | RAPID FILTER TL2-20"x 5" (CLAMP TYPE) npt 2"
WHR_TL2-2007/15T | HYDRAP RAPID FILTER TL2-20"x 7 npt 1*1/2" THRD (clamp) | RF TL2-20"X7 | RAPID FILTER TL2-20"x 7 (CLAMP TYPE) npt 1*1/2"
WHR_TL2-2007/2T | HYDRAP RAPID FILTER TL2-20"x 7 npt 2" THRD (clamp) | RF TL2-20"X7 (2) | RAPID FILTER TL2-20"x 7 (CLAMP TYPE) npt 2"
WHR_TL2-3005/2T | HYDRAP RAPID FILTER TL2-30"x 5 npt 2" THRD (clamp) | RF TL2-30"X5 (2) | RAPID FILTER TL2-30"x 5 (CLAMP TYPE) npt 2" T
WHR_TL2-3007/2T | HYDRAP RAPID FILTER TL2-30"x 7 npt 2" THRD (clamp) | RF TL2-30"X7 (2") | RAPID FILTER TL2-30"x 7 (CLAMP TYPE) npt 2"
WHR_TL2-3007/25T | HYDRAP RAPID FILTER TL2-30"x 7 npt 2*1/2" THRD (clamp) | RF TL2-30"X7 | RAPID FILTER TL2-30"x 7 (CLAMP TYPE) npt 2*1/2"
WHR_TL2-4007/2T | HYDRAP RAPID FILTER TL2-40"x 7 npt 2" THRD (clamp) | RF TL2-40"X7 | RAPID FILTER TL2-40"x 7" (CLAMP TYPE) npt 2" T
WHR_TL4-2005/2T | HYDRAP RAPID FILTER TL4-20"x 5 npt 2" THRD (bolt) | RF TL4-20"X5 | RAPID FILTER TL4-20"x 5 npt 2" Threaded
WHR_TL4-2007/25T | HYDRAP RAPID FILTER TL4-20"x 7 npt 2*1/2" THRD (bolt) | RF TL4-20"X7 (2*1/2) | RAPID FILTER TL4-20"x7 npt 2*1/2"
WHR_TL4-2007/2T | HYDRAP RAPID FILTER TL4-20"x 7 npt 2" THRD (bolt) | RF TL4-20"X7 | RAPID FILTER TL4-20"x7 npt 2" threaded
WHR_TL4-2010/2T | HYDRAP RAPID FILTER TL4-20"x 10 npt 2" THRD (bolt) | RF TL4-20"X10 (2") | RAPID FILTER TL4-20"x 10 npt 2" Threaded
WHR_TL4-2010/3F | HYDRAP RAPID FILTER TL4-20"x 10 npt 3" FLNG (bolt) | RF TL4-20"X10 | RAPID FILTER TL4-20"x 10 npt 3" flange
WHR_TL4-3005/2T | HYDRAP RAPID FILTER TL4-30"x 5 npt 2" THRD (bolt) | RF TL4-30"X5 (2") | RAPID FILTER TL4-30"x5 npt 2" threaded
WHR_TL4-3005/25T | HYDRAP RAPID FILTER TL4-30"x 5 npt 2*1/2" THRD (bolt) | RF TL4-30"X5 | RAPID FILTER TL4-30"x5 npt 2*1/2" threaded
WHR_TL4-3007/2F | HYDRAP RAPID FILTER TL4-30"x 7 npt 2" FLANGE (bolt) | RF TL4-30"X7 (2"F) | RAPID FILTER TL4-30"X7 npt 2" FLANGE
WHR_TL4-3007/2T | HYDRAP RAPID FILTER TL4-30"x 7 npt 2" THRD (bolt) | RF TL4-30"X7 (2") | RAPID FILTER TL4-30"X7 npt 2" threaded
WHR_TL4-3010/25F | HYDRAP RAPID FILTER TL4-30"x 10 npt 2*1/2" FLANGE (bolt) | RF TL4-30"X10 2*1/2 | RAPID FILTER TL4-30"x10 npt 2*1/2" flange
WHR_TL4-3010/25T | HYDRAP RAPID FILTER TL4-30"x 10 npt 2*1/2" THRD (bolt) | RF TL4-30"X7 (2*1/2") | RAPID FILTER TL4-30"X7 npt 2*1/2" threaded
WHR_TL4-3010/3F | HYDRAP RAPID FILTER TL4-30"x 10 npt 3" FLNG (bolt) | RF TL4-30"X10 | RAPID FILTER TL4-30"x10 npt 3" flange
WHR_TL4-3012/2T | HYDRAP RAPID FILTER TL4-30"x 12 npt 2" THRD (bolt) | RF TL4-30"X12 | RAPID FILTER TL4-30"x12 npt 2" threaded
WHR_TL4-3012/4F | HYDRAP RAPID FILTER TL4-30"x 12 npt 4" FLNG (bolt) | RF TL4-30"X12 (4") | RAPID FILTER TL4-30"x12 npt 4" flange type
WHR_TL4-3015/2F | HYDRAP RAPID FILTER TL4-30"x 15 npt 2" FLNG (bolt) | RF TL4-30"X15 | RAPID FILTER TL4-30"x15 npt 2" FLANGE TYPE
WHR_TL4-3015/3F | HYDRAP RAPID FILTER TL4-30"x 15 npt 3" FLNG (bolt) | RF TL4-30"X15 (3") | RAPID FILTER TL4-30"x15 NPT 3" FLANGE TYPE
WHR_TL4-3020/2F | HYDRAP RAPID FILTER TL4-30"x 20 npt 2" FLNG (bolt) | RF TL4-30"X20 | RAPID FILTER TL4-30"x20 NPT 2" FLANGE TYPE
WHR_TL4-3020/4F | HYDRAP RAPID FILTER TL4-30"x 20 npt 4" FLNG (bolt) | RF TL4-30"X20 (4") | RAPID FILTER TL4-30"x20 NPT 4" FLANGE TYPE
WHR_TL4-4005/2T | HYDRAP RAPID FILTER TL4-40"x 5 npt 2" THRD (bolt) | RF TL4-40"X5" | RF TL4-40"X5"
WHR_TL4-4007/25T | HYDRAP RAPID FILTER TL4-40"x 7 npt 2*1/2" THRD (bolt) | RF TL4-40"X7 2.5 | RF TL4-40"X7 2.5
WHR_TL4-4007/2T | HYDRAP RAPID FILTER TL4-40"x 7 npt 2" THRD (bolt) | RF TL4-40"X7 | RAPID FILTER TL4-40"X7 npt 2" threaded
WHR_TL4-4010/2F | HYDRAP RAPID FILTER TL4-40"x 10 npt 2" FLNG (bolt) | RF TL4-40"X10 | RAPID FILTER TL4-40"X10 2" FLANGE TYPE
WHR_TL4-4012/2.5F | HYDRAP RAPID FILTER TL4-40"x 12 npt 2*1/2" FLNG (bolt) | RF TL4-40"X12 | RAPID FILTER TL4-40"X12 npt 2*1/2" FLANGE TYPE
WHR_TL4-4015/2F | HYDRAP RAPID FILTER TL4-40"x 15 npt 2" FLNG (bolt) | RF TL4-40"X15 2" | RAPID FILTER TL4-40"X15 npt 2" FLANGE TYPE
WHR_TL4-4015/3F | HYDRAP RAPID FILTER TL4-40"x 15 npt 3" FLNG (bolt) | RF TL4-40"X15 | RAPID FILTER TL4-40"X15 npt 3" FLANGE TYPE
WHR_TL4-4020/3F | HYDRAP RAPID FILTER TL4-40"x 20 npt 3" FLNG (bolt) | RF TL4-40"X20 | RAPID FILTER TL4-40"X20 (3" FLANGE TYPE)
WHR_TL4-4020/4F | HYDRAP RAPID FILTER TL4-40"x 20 npt 4" FLNG (bolt) | RF TL4-40"X20 4' | RAPID FILTER TL4- 40"x20 npt 4" FLANGE TYPE
WHR_TL4-4030/4F | HYDRAP RAPID FILTER TL4-40"x 30 npt 4" FLNG (bolt) | RF TL4-40"X30 4 | RAPID FILTER TL4-40"X30 npt 4" FLANGE TYPE
WHR_TL4-4040/3F | HYDRAP RAPID FILTER TL4-40"x 40 npt 3" FLNG (bolt) | RF TL4-40"X40 | RAPID FILTER TL4-40"X40 NPT 3" FLANGE TYPE
WHR_TL4-4060/4F | HYDRAP RAPID FILTER TL4-40"x 60 npt 4" FLNG (bolt) | RF TL4-40"X60 | RAPID FILTER TL4-40"X60 npt 4" FLANGE
WHR_TL5-4030/4F | HYDRAP RAPID FILTER TL5-40"x 30 npt 4" FLNG (bolt) | RF TL5-40"X30 | RAPID FILTER TL5-40"X30 npt 4" FLANGE
WHR_TL5-4040/4F | HYDRAP RAPID FILTER TL5-40"x 40 npt 4" FLNG (bolt) | RF TL5-40"X40 | RAPID FILTER TL5-40"X40 npt 4" FLANGE
WHR_TTK-2005 | RAPID FILTER 20" x 5 rounds (STK10/304-2N) TAIWAN | RF STK20"X5" | RAPID FILTER 20"X5" (STK10/304-2N) TAIWAN
WHR_TTK-2007 | RAPID FILTER 20" x 7 rounds (STK14/304-2N) TAIWAN | RF STK20"X7" | RAPID FILTER 20"X7" (STK14/304-2N) TAIWAN
WHR_TTK-3005 | RAPID FILTER 30" x 5 rounds (STK15/304-2N) TAIWAN | RF STK30"x5" | RAPID FILTER 30" x 5" (STK15/304-2N) TAIWAN
WHR_TTK-3007 | RAPID FILTER 30" x 7 rounds (STK21/304-2N) TAIWAN npt 2" | RF STK30"X7" | RAPID FILTER 30"X7" (STK21/304-2N) TAIWAN npt 2"
WHS_AB-10 | STAINLESS HOUSING 10" for ABSOLUTE FIL | HOUSING IRSI 10" | STAINLESS HOUSING 10" for ABSOLUTE FIL
WHS_AB-20 | STAINLESS HOUSING 20" for ABSOLUTE FIL | HOUSING IRSI 20" | STAINLESS HOUSING 20" for ABSOLUTE FIL
WHS_FH-10/1 | STAINLESS HOUSING 10" w/ FILTER HEAD npt 1/2" | HOUSING_SS10" | STAINLESS HOUSING 10" w/ filter head npt 1/2"
WHS_FH-10/2 | STAINLESS HOUSING 10" w/ FILTER HEAD npt 3/4" | HOUSING_SS10" 3/4 | STAINLESS HOUSING 10" w/ filter head npt 3/4"
WHS_FH-20 | STAINLESS HOUSING 20" w/ FILTER HEAD (PLASTIC) | HOUSING_SS20B | STAINLESS HOUSING 20" w/ Filter head plastic
WHS_SB-10 | STAINLESS HOUSING 10" npt 3/4" w/ BRACKET | HOUSING_SB10 | STAINLESS HOUSING 10" npt 3/4 w/ bracket
WHS_SH-10 | STAINLESS HOUSING 10" w/ SS FILTER HEAD | HOUSING_SS10SC | STAINLESS HOUSING 10" w/ SS FILTER HEAD
WHS_SH-20 | STAINLESS HOUSING 20" w/ SS FILTER HEAD | HOUSING_SS20SC | STAINLESS HOUSING 20" w/ SS FILTER HEAD
WHS_SR-0500 | STAINLESS HOUSING SR - 500C model | HOUSING_SR500 | STAINLESS HOUSING SR - 500C model
WHS_SR-1000 | STAINLESS HOUSING SR - 1000C model | HOUSING_SR1000 | STAINLESS HOUSING SR - 1000C model
WHS_SR-1500 | STAINLESS HOUSING SR - 1500C model | HOUSING_SR1500 | STAINLESS HOUSING SR - 1500C model
WHT_ABB-10 | BIG BLUE HOUSING 10" npt 1" TAIWAN (SAMPLE) | HOUSING BBH10 SMP | BIG BLUE HOUSING 10" npt 1" TAiWAN (SAMPLE)
WHT_ABB-20 | BIG BLUE HOUSING 20" npt 1" TAIWAN (SAMPLE) | HOUSING BBH20 SMP | BIG BLUE HOUSING 20" npt 1" TAIWAN (SAMPLE)
WHT_ABC-10 | BIG CLEAR HOUSING 10" npt 1" TAIWAN (SAMPLE) | HOUSING BCH10 SMP | BIG CLEAR HOUSING 10" npt 1" TAiWAN (SAMPLE)
WHT_ABC-20 | BIG CLEAR HOUSING 20" npt 1" TAIWAN (SAMPLE) | HOUSING BCH20 SMP | BIG CLEAR HOUSING 20" npt 1" TAiWAN (SAMPLE)
WHT_BA-BB10 | (bdle) BIG BLUE HOUSING 10" npt 1" TAIWAN w/ ACCS. | HOUSING BBH10-T | BIG BLUE HOUSING 10" npt 1" TAIWAN
WHT_BA-BB20 | (bdle) BIG BLUE HOUSING 20" npt 1" TAIWAN w/ ACCS. | HOUSING BB20-T | BIG BLUE HOUSING 20" npt 1" TAiWAN
WHT_BA-BC10 | (bdle) BIG CLEAR HOUSING 10" npt 1" TAIWAN w/ ACCS. | HOUSING BBSC10" | BIG CLEAR HOUSING 10" npt 1" TAIWAN
WHT_BA-BC20 | (bdle) BIG CLEAR HOUSING 20" npt 1" TAIWAN w/ ACCS. | HOUSING BBSC20" | BIG CLEAR HOUSING 20" npt 1" TAIWAN
WHT_BA-SB05 | (bdle) SLIM BLUE HOUSING 5" npt 1/2" TAIWAN w/ ACCS. | HOUSING SBH_5"TW | SLIM BLUE HOUSING 5" npt 1/2" TAIWAN
WHT_BA-SB10 | (bdle) SLIM BLUE HOUSING 10" npt 3/4" TAIWAN w/ ACCS. | HOUSING SBH_10S | SLIM BLUE HOUSING 10" npt 3/4" Taiwan
WHT_BA-SB20 | (bdle) SLIM BLUE HOUSING 20" npt 3/4" TAIWAN w/ ACCS. | HOUSING SBHT_2 | SLIM BLUE HOUSING 20" npt 3/4" Taiwan
WHT_BA-SC05 | (bdle) SLIM CLEAR HOUSING 5" npt 1/2" TAIWAN w/ ACCS. | HOUSING SCH_5"TW | SLIM CLEAR HOUSING 5" npt 1/2" TAIWAN
WHT_BA-SC10 | (bdle) SLIM CLEAR HOUSING 10" npt 3/4" TAIWAN w/ ACCS. | HOUSING SCH_10S | SLIM CLEAR HOUSING 10" npt 3/4" Taiwan
WHT_BA-SC20/1 | (bdle) SLIM CLEAR HOUSING 20" npt 1/2" TAIWAN w/ ACCS. | HOUSING SCH_201/2 | SLIM CLEAR HOUSING 20" npt 1/2" Taiwan
WHT_BA-SC20/2 | (bdle) SLIM CLEAR HOUSING 20" npt 3/4" TAIWAN w/ ACCS. | HOUSING SCH_20S | SLIM CLEAR HOUSING 20" npt 3/4" Taiwan
WHT_BB-10 | BIG BLUE HOUSING 10" npt 1" TAIWAN | HOUSING BBH10-T | BIG BLUE HOUSING 10" npt 1" TAIWAN
WHT_BB-20 | BIG BLUE HOUSING 20" npt 1" TAIWAN | HOUSING BB20-T | BIG BLUE HOUSING 20" npt 1" TAiWAN
WHT_BC-10 | BIG CLEAR HOUSING 10" npt 1" TAIWAN | HOUSING BBSC10" | BIG CLEAR HOUSING 10" npt 1" TAIWAN
WHT_BC-20 | BIG CLEAR HOUSING 20" npt 1" TAIWAN | HOUSING BBSC20" | BIG CLEAR HOUSING 20" npt 1" TAIWAN
WHT_SB-05 | SLIM BLUE HOUSING 5" npt 1/2" TAIWAN | HOUSING SBH_5"TW | SLIM BLUE HOUSING 5" npt 1/2" TAIWAN
WHT_SB-10/1 | SLIM BLUE HOUSING 10" npt 1/4" TAIWAN | HOUSING SBH_101 | SLIM BLUE HOUSING 10" npt 1/4" Taiwan
WHT_SB-10/2 | SLIM BLUE HOUSING 10" npt 3/4" TAIWAN | HOUSING SBH_10S | SLIM BLUE HOUSING 10" npt 3/4" Taiwan
WHT_SB-20 | SLIM BLUE HOUSING 20" npt 3/4" TAIWAN | HOUSING SBHT_2 | SLIM BLUE HOUSING 20" npt 3/4" Taiwan
WHT_SC-05 | SLIM CLEAR HOUSING 5" npt 1/2" TAIWAN | HOUSING SCH_5"TW | SLIM CLEAR HOUSING 5" npt 1/2" TAIWAN
WHT_SC-10 | SLIM CLEAR HOUSING 10" npt 3/4" TAIWAN | HOUSING SCH_10S | SLIM CLEAR HOUSING 10" npt 3/4" Taiwan
WHT_SC-20/1 | SLIM CLEAR HOUSING 20" npt 1/2" TAIWAN | HOUSING SCH_201/2 | SLIM CLEAR HOUSING 20" npt 1/2" Taiwan
WHT_SC-20/2 | SLIM CLEAR HOUSING 20" npt 3/4" TAIWAN | HOUSING SCH_20S | SLIM CLEAR HOUSING 20" npt 3/4" Taiwan
WH_CCB-14 | CCK R.O TUBING HOSE 1/4" BLUE color (300 meter/roll) | HOSE 1/4 B | HOSE R.O TUBING 1/4 BLUE color
WH_CCW-14 | CCK R.O TUBING HOSE 1/4" WHITE color (300 meter/roll) | HOSE 1/4 W | HOSE R.O TUBING 1/4 WHITE color
WH_CT-475 | CHINAUST HOSE 4 x 0.75 mm TRANSPARENT (500 meter/roll) | HOSE 4X0.75T | HOSE 4 X 0.75 TRANSPARENT
WH_CT-64 | CHINAUST HOSE 6 x 4 mm. TRANSPARENT (200 meter/roll) | HOSE 64 | HOSE 6 X 4 mm. TRANSPARENT color
WH_EC-38 | EMPRESS HOSE 3/8" CREAM color (150 meter/roll) | HOSE 3/8 W | HOSE R.O TUBING 3/8" WHITE color (empress)
WH_JB-12 | JOHN GUEST HOSE 1/2" BLUE color (75 meter/roll) | HOSE J1/2 B | JOHN GUEST HOSE 1/2" BLUE color
WH_JW-12 | JOHN GUEST HOSE 1/2" WHITE color (75 meter/roll) | HOSE J1/2 | JOHN GUEST HOSE 1/2" WHITE color
WH_PTC | PLASTIC TUBE CUTTER (hose cutter) | HOSE CUTTER | PLASTIC TUBE CUTTER (hose cutter)
WH_TBK-108 | TPUCO HOSE 10 x 8 mm. BLACK color (100 meter/roll) | HOSE 108_2 | HOSE 10 x 8 mm. BLACK color
WH_TBK-108 | TPUCO HOSE 10 x 8 mm. BLUE color (100 meter/roll) | HOSE 108_1 | HOSE 10 x 8 mm. BLUE color
WH_TBL-1065 | TPUCO HOSE 10 x 6.5 mm. BLUE color (100 meter/roll) | HOSE 10 X 6.5 B | HOSE 10 x 6.5mm. BLUE color
WH_TBL-806 | TPUCO HOSE 8 x 6 mm. BLUE color (100 meter/roll) | HOSE 8X6 B | HOSE 8 x 6 mm. BLUE color
WH_TBL-812 | TPUCO HOSE 8 x 12 mm. BLUE color (100 meter/roll) | HOSE 8X12 B | HOSE 8 x 12 mm. BLUE color
WIC_BU-0404 | CCK BU0404 - Bulk Head Union (EZ C-912-6) 1/4" | FIT CCK BU0404 | CCK FITTNGS - Bulk Head Union EZ C-912-6 1/4"
WIC_MBT-0404 | CCK MBT0404 - Male Branch Tee 1/4" x 1/4" | FIT CCK MTEE1/4 | CCK FITTINGS - MALE TEE 1/4"
WIC_ME-0404 | CCK ME0404 - Male Elbow 1/4" x 1/4" | FIT CCK ELB1/4 | CCK FITTINGS - MALE ELBOW 1/4"
WIC_SE-0404 | CCK SE0404 - Stem Elbow 1/4"x 1/4" | FIT CCK SE4044 | CCK FITTINGS - SE 4044
WIC_SRT-0404 | CCK SRT0404 - Stem Run Tee 1/4" x 1/4" | FIT CCK STEE1/4 | CCK FITTINGS - STEM TEE 1/4"
WIO_H2202 | FITTING H 2202 - NOZZLE STRAIGHT | FIT_NOZZLE | FITTING H 2202 - NOZZLE STRAIGHT
WIO_H2203 | FITTING H 2203 - NOZZLE ELBOW | FIT_ELBOW | FITTING H 2203 - NOZZLE ELBOW
WIO_H255 | FITTING H 255 - AUTOTROL VALVE PART | FIT_H255 | FITTING H 255 - Autotrol Valve Part
WIO_H268 | FITTING H 268 - AUTOTROL VALVE PART | FIT_H268 | FITTING H 268 - Autotrol Valve Part
WIO_H268-1 | FITTING H 268-1 - AUTOTROL VALVE PART | FIT_H268-1 | FITTING H 268-1 - Autotrol Valve Part
WIO_H3201 | FITTING H 3201 - G.E ACCESSORIES | FIT_H3201 | FITTING H 3201 - g.e accessories
WIO_H3202 | FITTING H 3202 | FIT_H3202 | FITTING H 3202
WIO_TR-0221 | FITTINGS TR - 0221 (kemflo) | FIT_CONN KEM | FITTINGS TR - 0221 (kemflo)
WIO_TR-0222 | FITTINGS TR - 0222 big (kemflo) | FIT_CONN KTR | FITTINGS TR - 0222 big (kemflo)
WIP_BSPLF-14 | FITTING BRASS SPLF 1/4" (4x7.5) female elbow | SP_FBPLF1/4" | FITTING BRASS SPLF 1/4" (4x7.5) fm. Elb. Thrd.
WIP_BTPM-602 | FITTING BRASS TPM 6 - 02 (6mm x 1/4") female straight | SPARE_FITTINGS | FITTINGS BRASS TPM 6 - 02
WIP_PSPB-0602 | PUSH FITTING SPB 6 - 02 (6mm.x1/4) tee threaded | SP_CONN 602 | PUSH FITTING SPB 6 - 02 (6mm.x1/4) tee threaded
WIP_PSPB-1002 | PUSH FITTING SPB 10 - 02 (10mm.x1/4) tee threaded | SP_CONN 1002 | PUSH FITTING SPB 10 - 02 (10mm.x1/4) tee threaded
WIP_PSPB-1003 | PUSH FITTING SPB 10 - 03 (10mm.x3/8) tee threaded | SP_CONN 1003 | PUSH FITTING SPB 10 - 03 (10mm.x3/8) tee threaded
WIP_PSPB-1004 | PUSH FITTING SPB 10 - 04 (10mm.x1/2) tee threaded | SP_CONN 1004 | PUSH FITTING SPB 10 - 04 (10mm.x1/2) tee threaded
WIP_PSPB-1204 | PUSH FITTING SPB 12 - 04 (12mm.x1/2) tee threaded | SP_CONN1204 | PUSH FITTING SPB 12 - 04 (12mm.x1/2) tee threaded
WIP_PSPC-0602 | PUSH FITTING SPC 6 - 02 (6mm.x1/4) straight snap | SP_CONN C602 | PUSH FITTING SPC 6 - 02 (6mm.x1/4) straight snap
WIP_PSPC-0604 | PUSH FITTING SPC 6 - 04 (6mm.x1/2) straight snap | SP_CONN C604 | PUSH FITTING SPC 6 - 04 (6mm.x1/2) straight snap
WIP_PSPC-1001 | PUSH FITTING SPC 10 - 01 (10mm.x1/8) straight snap | SP_CONN C101 | PUSH FITTING SPC 10 - 01 (10mm.x1/8) straight snap
WIP_PSPC-1002 | PUSH FITTING SPC 10 - 02 (10mm.x1/4) straight snap | SP_CONN C102 | PUSH FITTING SPC 10 - 02 (10mm.x1/4) straight snap
WIP_PSPC-1003 | PUSH FITTING SPC 10 - 03 (10mm.x3/8) straight snap | SP_CONN C103 | PUSH FITTING SPC 10 - 03 (10mm.x3/8) straight snap
WIP_PSPC-1004 | PUSH FITTING SPC 10 - 04 (10mm.x1/2) straight snap | SP_CONN C104 | PUSH FITTING SPC 10 - 04 (10mm.x1/2) straight snap
WIP_PSPC-1204 | PUSH FITTING SPC 12 - 04 (12mm.x1/2) straight snap | SP_CONN 1204 | PUSH FITTING SPC 12 - 04 (12mm.x1/2) straight snap
WIP_PSPE-0602 | PUSH FITTING SPE 6 - 02 (6mm.x1/4) tee plain | SP_CONN E602 | PUSH FITTING SPE 6 - 02 (6mm.x1/4) tee plain
WIP_PSPE-1004 | PUSH FITTING SPE 10 - 04 (10mm.x1/2) tee plain | SP_CONN E10 | PUSH FITTING SPE 10 - 04 (10mm.x1/2) tee plain
WIP_PSPE-1204 | PUSH FITTING SPE 12 - 04 (12mm.x1/2) tee plain | SP_CONN E12 | PUSH FITTING SPE 12 - 04 (12mm.x1/2) tee plain
WIP_PSPK-0604 | PUSH FITTING SPK 6 - 04 (6mm x 1/2") multiple port | FIT SPK 604 | PUSH FITTING SPK 6 - 04 (6mm.x 1/2")
WIP_PSPL-0602 | PUSH FITTING SPL 6 - 02 (6mm.x1/4) male elbow | SP_CONN L602 | PUSH FITTING SPL 6 - 02 (6mm.x1/4) male elbow
WIP_PSPL-0604 | PUSH FITTING SPL 6 - 04 (6mm.x1/2) male elbow | SP_CONN L604 | PUSH FITTING SPL 6 - 04 (6mm.x1/2) male elbow
WIP_PSPL-1004 | PUSH FITTING SPL 10 - 04 (10mm.x1/2) male elbow | SP_CONN L10-04 | PUSH FITTING SPL 10 - 04 (10mm.x1/2) male elbow
WIP_PSPL-1204 | PUSH FITTING SPL 12 - 04 (12mm.x1/2) male elbow | SP_CONN1204EL | PUSH FITTING SPL 12 - 04 (12mm.x1/2) male elbow
WIP_PSPLF-0602 | PUSH FITTING SPLF 6 - 02 (6mm.x1/4) female elbow | SP_CONNF602 | PUSH FITTING SPLF 6 - 02 (6mm.x1/4) female elbow
WIP_PSPLF-0604 | PUSH FITTING SPLF 6 - 04 (6mm.x1/2) female elbow | SP_CONNF604 | PUSH FITTING SPLF 6-04 (6mm.x1/2) female elbow
WIP_S1SPC-12 | FITTING STAINLESS SPC 1/2" (4x7.5) male straight | SP_FSPC1/2" | FITTING STAINLESS SPC 1/2" (4x7.5) m. str. Thread
WIP_S1SPC-14 | FITTING STAINLESS SPC 1/4" (4x7.5) male straight | SP_FSPC1/4" | FITTING STAINLESS SPC 1/4" (4x7.5) m. str. Thread
WIP_S1SPC-18 | FITTING STAINLESS SPC 1/8" (4x7.5) male straight | SP_FSPC1/8" | FITTING STAINLESS SPC 1/8" (4x7.5) m. str. Thread
WIP_S1SPCF-14 | FITTING STAINLESS SPCF 1/4" (4x7.5) female straight | SP_FSPCF1/4" | FITTING STAINLESS SPCF 1/4" (4x7.5) fm. Str. Thrd.
WIP_S1SPE-18 | FITTING STAINLESS SPE 1/8" (4x7.5) tee plain | SP_FSPE | FITTING STAINLESS SPE 1/8" (4x7.5) tee
WIP_S1SPL-12 | FITTING STAINLESS SPL 1/2" (4x7.5) male elbow | SP_FSPL1/2" | FITTING STAINLESS SPL 1/2" (4x7.5) m. elb. Thread
WIP_S1SPL-14 | FITTING STAINLESS SPL 1/4" (4x7.5) male elbow | SP_FSPL1/4" | FITTING STAINLESS SPL 1/4" (4x7.5) m. elb. Thread
WIP_S1SPLF-12 | FITTING STAINLESS SPLF 1/2" (4x7.5) female elbow | SP_FSPLF1/2" | FITTING STAINLESS SPLF 1/2" (4X7.5) female elbow T
WIP_S1SPLF-14 | FITTING STAINLESS SPLF 1/4" (4x7.5) female elbow | SP_FSPLF1/4" | FITTING STAINLESS SPLF 1/4" (4x7.5) fm. Elb. Thrd.
WIP_S2RFC-0602 | FITTING STAINLESS RPC 06-02 (small) 1/4" x 6mm | SPARE_FITTINGS2 | FITTINGS S/S HOSE CONNECTOR (small) 1/4" x 6mm
WIP_S2RFC-1004 | FITTING STAINLESS RPC 10-04 (big) 1/2" x 10mm | SPARE_FITTING3 | FITTINGS S/S HOSE CONNECTOR (big) 1/2" x 10mm
WIP_S2SPC-802 | FITTING STAINLESS SPC 8-02 (8mmX1/4") male straight | SP_F8SPC1/4" | FITTING SS SPC 8-02 (8mmX1/4") male straight
WIP_S2SPC-804 | FITTING STAINLESS SPC 8-04 (8mmX1/4") male straight | SP_F8SPC1/2" | FITTING SS SPC 8-04 (8mmX1/2") male straight
WIP_S2SPCF-802 | FITTING STAINLESS SPCF 8-02 (8mmX1/4") female straight | SP_F8SPCF1/4" | FITTING SS SPCF 8-02 (8mmX1/4") female straight
WIP_S2SPE-8 | FITTING STAINLESS SPE 8 (8mm) tee plain | SP_F8SPE8 | FITTING SS SPE 8 (8mm) tee
WIP_S2SPL-802 | FITTING STAINLESS SPL 8-02 (8mmX1/4") male elbow | SP_FSPL3/8" | FITTING STAINLESS SPL 8-02 male elbow
WIP_S2SPL-804 | FITTING STAINLESS SPL 8-04 (8mmX1/2") male elbow | SP_F8SPL1/2" | FITTING SS SPL 8-04 (8mmX1/2") male elbow
WIP_S2SPLF-802 | FITTING STAINLESS SPLF 8-02 (8mmX1/4") female elbow | SP_F8SPLF1/4" | FITTING SS SPLF 8-02 (8mmX1/4") female elbow
WIP_S3SPB-0602 | FITTING SPB 6 - 02 SS Tee Threaded 6mm x 1/4" | FIT_SS SPB6-02 | FITTING SPB 6 - 02 SS (6mm.x1/4) tee threaded
WIP_S3SPC-0602 | FITTING SPC 6 - 02 SS Male Straight 6mm x 1/4" | FIT_SS SPC6-02 | FITTING SPC 6 - 02 SS (6mm.x1/4) straight snap
WIP_S3SPC-0604 | FITTING SPC 6 - 04 SS Male Straight 6mm x 1/2" | FIT_SS SPC6-04 | FITTING SPC 6 - 04 SS (6mm.x1/2) straight snap
WIP_S3SPC-1004 | FITTING SPC 10 - 04 SS Male Straight 10mm x 1/2" | FIT_SS SPC10-04 | FITTING SPC 10 - 04 SS (10mm.x1/2) straight snap
WIP_S3SPC-1204 | FITTING SPC 12 - 04 SS Male Straight 12mm x 1/2" | FIT_SS SPC 12 - 04 | FITTING SPC 12 - 04 SS (12mm.x1/2) straight snap
WIP_S3SPE-0602 | FITTING SPE 6 - 02 SS Tee Plain 6mm x 1/4" | FIT_SS SPE6 | FITTING SPE 6 - 02 SS (6mm.x1/4) tee plain
WIP_S3SPE-1004 | FITTING SPE 10 - 04 SS Tee Plain 10mm x 1/2" | FIT_SS SPE10 | FITTING SPE 10 - 04 SS (10mm.x1/2) tee plain
WIP_S3SPE-1204 | FITTING SPE 12 - 04 SS Tee Plain 12mm x 1/2" | FIT_SS SPE12 | FITTING SPE 12 - 04 SS (12mm.x1/2) tee plain
WIP_S3SPL-0602 | FITTING SPL 6 - 02 SS Male Elbow 6mm x 1/4" | FIT_SS SPL6-02 | FITTING SPL 6 - 02 SS (6mm.x1/4) male elbow
WIP_S3SPL-0604 | FITTING SPL 6 - 04 SS Male Elbow 6mm x 1/2" | FIT_SS SPL6-04 | FITTING SPL 6 - 04 SS (6mm.x1/2) male elbow
WIP_S3SPL-1004 | FITTING SPL 10 - 04 SS Male Elbow 10mm x 1/2" | FIT_SS SPL10-04 | FITTING SPL 10 - 04 SS (10mm.x1/2) male elbow
WIP_S3SPL-1204 | FITTING SPL 12 - 04 SS Male Elbow 12mm x 1/2" | FIT_SS SPL12-04 | FITTING SPL 12 - 04 SS (12mm.x1/2) male elbow
WIQ_1044 | QUICK FITTING 1044 (3/8"x3/8") male straight | QF_QC1044 | QUICK FITTING 1044 3/8"x3/8" male straight
WIQ_1046 | QUICK FITTING 1046 (1/4"x3/8") male straight | QF_QC1046 | QUICK FITTING 1046 1/4"x3/8" male straight
WIQ_1066 | QUICK FITTING 1066 (1/4"x1/4") male straight | QF_QC1066 | QUICK FITTING 1066 1/4"x1/4" male straight
WIQ_1540 | QUICK FITTING 1540 (1/4"x1/4") coupling | QF_QC1540 | QUICK FITTING 1540 1/4"x1/4" coupling
WIQ_2544 | QUICK FITTING 2544 (1/4"x1/4") female straight | QF_QC2544 | QUICK FITTING 2544 1/4"x1/4" female straight
WIQ_4040 | QUICK FITTING 4040 (1/4"x1/4") male elbow | QF_QC4040 | QUICK FITTING 4040 1/4"x1/4" male elbow
WIQ_4044 | QUICK FITTING 4044 (3/8"x3/8") male elbow | QF_QC4044 | QUICK FITTING 4044 3/8"x3/8" male elbow
WIQ_4046 | QUICK FITTING 4046 (1/4"x3/8") male elbow | QF_QC4046 | QUICK FITTING 4046 1/4"x3/8" male elbow
WIQ_4066 | QUICK FITTING 4066 (1/4"x1/4") male elbow | QF_QC4066 | QUICK FITTING 4066 1/4"x1/4" male elbow
WIQ_5044 | QUICK FITTING 5044 (1/4"x1/4") male elbow | QF_QC5044 | QUICK FITTING 5044 1/4"x1/4" male elbow
WIQ_M66 | QUICK FITTING M66 (3/4"x3/4") coupling | QF_QCM66 | QUICK FITTING M66 3/4"x3/4" coupling
WIQ_QCS-1 | QCS-1 LOW PRESSURE SWITCH | QF_QCS-1 | QCS-1 LOW PRESSURE SWITCH
WIQ_QCS-2 | QCS-2 HIGH PRESSURE SWITCH | QF_QCS-2 | QCS-2 HIGH PRESSURE SWITCH
WIQ_QCS-3 | QCS-3 TR-0221 | QF_QCS-3 | QCS-3 TR-0221
WIQ_QCS-4 | QCS-4 CHECK VALVE (ST-50a) | QF_QCS-4 | QCS-4 CHECK VALVE (ST-50a)
WI_AC-0250 | ICE MAKER AC-250 MODEL | IM_AC-250 | ICE MAKER AC-250 MODEL
WI_AC-0450 | ICE MAKER AC-450 MODEL | IM_AC-450 | ICE MAKER AC-450 MODEL
WI_AC-0700 | ICE MAKER AC-700 MODEL | IM_ AC-700 | ICE MAKER AC-700 MODEL
WI_AC-1000 | ICE MAKER AC-1000 MODEL | IM_AC-1000 | ICE MAKER AC-1000 MODEL
WI_AC-1300 | ICE MAKER AC-1300 MODEL | IM_AC-1300 | ICE MAKER AC-1300 MODEL
WI_AC-1500 | ICE MAKER AC-1500 MODEL | IM_AC-1500 | ICE MAKER AC-1500 MODEL
WI_AM-30 | ICE MAKER AM-30 MODEL | IM_AM-30 | ICE MAKER AM-30 MODE
WI_HK-480 | ICE MAKER HK-480 model | IM_HK-480 | ICE MAKER HK-480 model
WI_HK-750 | ICE MAKER HK-750 model | IM_HK-750 | ICE MAKER HK-750 model
WI_SB-0320 | ICE MAKER STORAGE BIN 320MODEL | IM_SB-320 | ICE MAKER STORAGE BIN 320MODEL
WI_SB-0620 | ICE MAKER STORAGE BIN 620MODEL | IM_SB620 | ICE MAKER STORAGE BIN 620MODEL
WI_SB-1020 | ICE MAKER C-1020 STORAGE BIN FOR AC-1500 | IM_C1020 | ICE MAKER C-1020 STORAGE BIN FOR AC-1500
WJC_1044 | JACO C-1044 - 1/4mm x 1/4" male straight connector (china) | JACO C-1044 | JACO C-1044 1/4"x1/4" male straight conn. (china)
WJC_1046 | JACO C-1046 - 1/4mm x 3/8" male straight connector (china) | JACO C-1046 | JACO C-1046 1/4"x3/8" male straight conn. (china)
WJC_1048 | JACO C-1048 - 1/4mm x 1/2" male straight connector (china) | JACO C-1048 | JACO C-1048 1/4"x1/2" male straight conn. (china)
WJC_1064 | JACO C-1064 - 1/4mm x 3/8" male straight connector (china) | JACO C-1064 | JACO C-1064 1/4"x3/8" male straight conn. (china)
WJC_1068 | JACO C-1068 - 3/8mm x 1/2" male straight connector (china) | JACO C-1068 | JACO C-1068 3/8"x1/2" male straight conn. (china)
WJC_154 | JACO C-154 - 1/4mm x 1/4" straight connector (china) | JACO C-154 | JACO C-154 1/4"x1/4" straight conn. (china)
WJC_2544 | JACO C-2544 - 1/4mm x 1/4" female straight connector (china) | JACO C-2544 | JACO C-2544 1/4"x1/4" female straight conn.
WJC_4042 | JACO C-4042 - 1/4" x 1/8" male elbow connector (china) | JACO C-4042 | JACO C-4042 1/4"x1/8" male elbow conn. (china)
WJC_4044 | JACO C-4044 - 1/4" x 1/4" male elbow connector (china) | JACO C-4044 | JACO C-4044 1/4"x1/4" male elbow conn. (china)
WJC_4046 | JACO C-4046 - 1/4" x 3/8" male elbow connector (china) | JACO C-4046 | JACO C-4046 1/4"x3/8" male elbow conn. (china)
WJC_4066 | JACO C-4066 - 3/8" x 3/8" male elbow connector (china) | JACO C-4066 | JACO C-4066 3/8"x3/8" male elbow conn. (china)
WJC_6044 | JACO C-6044 - 1/4" x 1/4" male tee connector (china) | JACO C-6044 | JACO C-6044 1/4"x1/4" male tee conn. (china)
WJC_6064 | JACO C-6064 - 3/8" x 1/4" male tee connector (china) | JACO C-6064 | JACO C-6064 3/8"x1/4" male tee conn. (china)
WJC_7544 | JACO C-7544 - 1/4" x 1/4" side male tee connector (china) | JACO C-7544 | JACO C-7544 1/4"x1/4" side male tee conn. (china)
WJC_M44 | JACO C-M44 - 1/2" x 1/2" male straight connector (china) | JACO C-M44 | JACO C-M44 1/2"x1/2" male straight conn. (china)
WJC_PN4 | JACO PN-4 - 1/4" x 1/4" male pipe straigth (china) | JACO C-C0001L | JACO PN-4 1/4"x1/4" male pipe straigth (china)
WJC_PN6 | JACO PN-6 - 3/8" x 3/8" male pipe straigth (china) | JACO C-C0001S | JACO PN-6 3/8"x3/8" male pipe straigth (china)
WJO_1088 | JACO FIBRA TAIWAN 1088 | JAC_TAIWAN 1088 | JACO FIBRA TAIWAN 1088
WJO_2588 | JACO FIBRA TAIWAN 2588 | JAC_CONN 2588T | JACO FIBRA TAIWAN 2588 (1/2x1/2)
WJO_4088 | JACO FIBRA TAIWAN 4088 | JAC_TAIWAN 4088 | JACO FIBRA TAIWAN 4088 1/2 x 1/2
WJO_506 | FITTING 506 - Male Elbow 3/8" x 3/8" | FIT_CONN 506 | FITTING 506
WJO_5088 | JACO FIBRA TAIWAN 5088 | JAC_TAIWAN 5088 | JACO FIBRA TAIWAN 5088
WJO_702 | FITTING 702 - Both Tee Hose Conn. 1/4" | FIT_CONN 702 | FITTING 702
WJO_902 | FITTING 902 - Male Elbow For Faucet 1/4" | FIT_CONN 902 | FITTING 902
WJO_M11B | FITTING M11B - Male Elbow 1/4" x 3/8" | FIT_M11B | FITTING M11B
WJT_PN-4 | JACO PN-4 - 1/4" x 1/4" male pipe straigth (taiwan) | JACO(Z-PN4) | JACO PN-4 1/4"x1/4" male pipe straigth (taiwan)
WJT_PN-6 | JACO PN-6 - 3/8" x 3/8" male pipe straigth (taiwan) | JACO(Z-PN6) | JACO PN-6 3/8"x3/8" male pipe straigth (taiwan)
WJT_Z-1042 | JACO Z-1042 - 1/4mm x 1/8" male straight connector (taiwan) | JACO(Z-1042) | JACO Z-1042 1/4"X1/8" male straight conn. (taiwan)
WJT_Z-1044 | JACO Z-1044 - 1/4mm x 1/4" male straight connector (taiwan) | JACO(Z-1044) | JACO Z-1044 1/4"x1/4" male straight conn. (taiwan)
WJT_Z-1048 | JACO Z-1048 - 1/4mm x 1/2" male straight connector (taiwan) | JACO(Z-1048) | JACO Z-1048 1/4"X1/2" male straight conn. (taiwan)
WJT_Z-1064 | JACO Z-1064 - 3/8mm x 1/4" male straight connector (taiwan) | JACO(Z-1064) | JACO Z-1064 3/8"x1/4" male straight conn. (taiwan)
WJT_Z-1068 | JACO Z-1068 - 3/8mm x 1/2" male straight connector (taiwan) | JACO(Z-1068) | JACO Z-1068 3/8"x1/2" male straight conn. (taiwan)
WJT_Z-1088 | JACO Z-1088 - 1/2mm x 1/2" male straight connector (taiwan) | JACO(Z-1088) | JACO Z-1088 1/2"x1/2" male straight conn. (taiwan)
WJT_Z-1544 | JACO Z-1544 - 1/4mm x 1/4mm union connector (taiwan) | JACO(Z-1544) | JACO Z-1544 1/4"x1/4" straight conn. (taiwan)
WJT_Z-1564 | JACO Z-1564 - 3/8mm x 1/4mm union connector (taiwan) | JACO(Z-1564) | JACO Z-1564 3/8"x1/4" male straight conn. (taiwan)
WJT_Z-2066 | JACO Z-2066 - 3/8mm x 3/8mm bulkhead union straight (taiwan) | JACO(Z-2066) | JACO Z-2066 3/8"x3/8" bulkhead union strght (twn)
WJT_Z-2088 | JACO Z-2088 - 1/2mm x 1/2mm bulkhead union straight (taiwan) | JACO(Z-2088) | JACO Z-2088 1/2"x1/2" bulkhead union strght (twn)
WJT_Z-2542 | JACO Z-2542 - 1/4mm x 1/8" female straight connector (taiwan) | JACO(Z-2542) | JACO Z-2542 1/4"x1/8" female conn. (taiwan)
WJT_Z-2544 | JACO Z-2544 - 1/4mm x 1/4" female straight connector (taiwan) | JACO(Z-2544) | JACO Z-2544 1/4" female straight conn.(taiwan)
WJT_Z-4042 | JACO Z-4042 - 1/4mm x 1/8" male elbow connector (taiwan) | JACO(Z-4042) | JACO Z-4042 1/4"x1/8" male elbow conn. (taiwan)
WJT_Z-4042B | JACO Z-4042B - 1/4mm x 1/8" w/ check valve (taiwan) | JACO(Z-4042B) | JACO Z-4042B 1/4"x1/8" w/check valve (taiwan)
WJT_Z-4044 | JACO Z-4044 - 1/4" x 1/4" male elbow connector (taiwan) | JACO(Z-4044) | JACO Z-4044 1/4"x1/4" male elbow conn. (taiwan)
WJT_Z-4046R1 | JACO Z-4046-R1 - 1/4" x 3/8" male elbow connector (taiwan) | JACO(Z-4046-R1) | JACO Z-4046-R1 1/4"x3/8" male elbow (taiwan)
WJT_Z-4068 | JACO Z-4068 - 3/8" x 1/2" male elbow connector (taiwan) | JACO(Z-4068) | JACO Z-4068 3/8"x1/2" male elbow conn. (taiwan)
WJT_Z-4088 | JACO Z-4088 - 1/2" x 1/2" male elbow connector (taiwan) | JACO(Z-4088) | JACO Z-4088 1/2"x1/2" male elbow conn. (taiwan)
WJT_Z-4566 | JACO Z-4566 - 3/8mm x 3/8" female elbow connector (taiwan) | JACO(Z-4566) | JACO Z-4566
WJT_Z-4586 | JACO Z-4586 - 3/8mm x 1/2" female elbow connector (taiwan) | JACO(Z-4586) | JACO Z-4586
WJT_Z-4588 | JACO Z-4588 - 1/2mm x 1/2" female elbow connector (taiwan) | JACO(Z-4588) | JACO Z-4588
WJT_Z-508 | JACO Z-508 - 1/2mm x 1/2mm elbow connector (taiwan) | JACO(Z-508) | JACO Z-508
WJT_Z-6064 | JACO Z-6064 - 3/8mm x 1/4" male branch tee (taiwan) | JACO(Z-6064) | JACO Z-6064 3/8"x1/4" tee conn. (taiwan)
WJT_Z-6066 | JACO Z-6066 - 3/8mm x 3/8" male branch tee (taiwan) | JACO(Z-6066) | JACO Z-6066 3/8"x3/8" tee conn. (taiwan)
WJT_Z-6068 | JACO Z-6068 - 3/8mm x 1/2" male branch tee (taiwan) | JACO(Z-6068) | JACO Z-6068 3/8"x1/2" tee conn. (taiwan)
WJT_Z-704 | JACO Z-704 - 1/4mm union tee connector (taiwan) | JACO(Z-7044) | JACO Z-704 1/4" tee conn. (taiwan)
WJT_Z-708 | JACO Z-708 - 1/2mm union tee connector (taiwan) | JACO(Z-708) | JACO Z-708
WJT_Z-7564 | JACO Z-7564 - 3/8mm x 1/4" male run tee (taiwan) | JACO(Z-7564) | JACO Z-7564 3/8"x1/4" tee conn. (taiwan)
WJT_Z-7566 | JACO Z-7566 - 3/8mm x 3/8" male run tee (taiwan) | JACO(Z-7566) | JACO Z-7566 3/8"x3/8" tee conn. (taiwan)
WJT_Z-7588 | JACO Z-7588 - 1/2mm x 1/2" male run tee (taiwan) | JACO(Z-7588) | JACO Z-7588
WJT_Z-7644 | JACO Z-7644 - 3/8mm x 1/4" x 1/4" male run tee (taiwan) | JACO(Z-7644) | JACO Z-7644 3/8"x1/4"x1/4" tee conn. (taiwan)
WJT_Z-7646 | JACO Z-7646 - 3/8mm x 1/4" x 3/8" male run tee (taiwan) | JACO(Z-7646) | JACO Z-7646 3/8"x1/4"x3/8" tee conn. (taiwan)
WJU_1066 | JACO FIBRA 1066 - 3/8mm x 3/8" male straight (US 220psi) | JAC_CONN 1066 | JACO FIBRA 1066 (3/8x3/8) 220psi
WJU_1084 | JACO FIBRA 1084 - 1/2mm x 1/4" male straight (US 220psi) | JAC_CONN 1084 | JACO FIBRA 1084 (1/2x1/4) 220psi
WJU_1086 | JACO FIBRA 1086 - 1/2mm x 3/8" male straight (US 220psi) | JAC_CONN 1086 | JACO FIBRA 1086 (1/2x3/8) 220psi
WJU_1088 | JACO FIBRA 1088 - 1/2mm x 1/2" male straight (US 220psi) | JAC_CONN 1088 | JACO FIBRA 1088 (1/2x1/2) 220psi
WJU_2544 | JACO FIBRA 2544 - 1/4mm x 1/4" female straight (US 220psi) | JAC_CONN 2544 | JACO FIBRA 2544 (1/4x1/4) 220psi
WJU_2564 | JACO FIBRA 2564 - 3/8mm x 1/4" female straight (US 220psi) | JAC_CONN 2564 | JACO FIBRA 2564 (3/8"x1/4") 220psi
WJU_2566 | JACO FIBRA 2566 - 3/8mm x 3/8" female straight (US 220psi) | JAC_CONN 2566 | JACO FIBRA 2566 (3/8x3/8) 220psi
WJU_2586 | JACO FIBRA 2586 - 1/2mm x 3/8" female straight (US 220psi) | JAC_CONN 2586 | JACO FIBRA 2586 (1/2x3/8) 220psi
WJU_2588 | JACO FIBRA 2588 - 1/2mm x 1/2" female straight (US 220psi) | JAC_CONN 2588 | JACO FIBRA 2588 (1/2"x1/2") 220psi
WJU_4066 | JACO FIBRA 4066 - 3/8mm x 3/8" male elbow (US 220psi) | JAC_CONN 4066 | JACO FIBRA 4066 (3/8x3/8) 220psi
WJU_4068 | JACO FIBRA 4068 - 3/8mm x 1/2" male elbow (US 220psi) | JAC_CONN 4068 | JACO FIBRA 4068 (3/8x1/2) 220psi
WJU_4084 | JACO FIBRA 4084 - 1/2mm x 1/4" male elbow (US 220psi) | JAC_CONN 4084 | JACO FIBRA 4084 (1/2x1/4) 220psi
WJU_4086 | JACO FIBRA 4086 - 1/2mm x 3/8" male elbow (US 220psi) | JAC_CONN 4086 | JACO FIBRA 4086 (1/2x3/8) 220psi
WJU_4088 | JACO FIBRA 4088 - 1/2mm x 1/2" male elbow (US 220psi) | JAC_CONN 4088 | JACO FIBRA 4088 (1/2x1/2) 220psi
WJU_4544 | JACO FIBRA 4544 - 1/4mm x 1/4" female elbow (US 220psi) | JAC_CONN 4544 | JACO FIBRA 4544 (1/4x1/4) 220psi
WJU_4566 | JACO FIBRA 4566 - 3/8mm x 3/8" female elbow (US 220psi) | JAC_CONN 4566 | JACO FIBRA 4566 (3/8x3/8) 220psi
WJU_4586 | JACO FIBRA 4586 - 1/2mm x 3/8" female elbow (US 220psi) | JAC_CONN 4586 | JACO FIBRA 4586 (1/2x3/8) 220psi
WJU_4588 | JACO FIBRA 4588 - 1/2mm x 1/2" female elbow (US 220psi) | JAC_CONN 4588 | JACO FIBRA 4588 (1/2x1/2) 220psi
WJU_506 | JACO FIBRA 506 - 3/8mm x 3/8" union & reducing elbow (US 220psi) | JAC_CONN 506 | JACO FIBRA 506 (3/8x3/8) 220psi
WJU_508 | JACO FIBRA 508 - 1/2mm x 1/2" union & reducing elbow (US 220psi) | JAC_CONN 508 | JACO FIBRA 508 (1/2x1/2) 220psi
WJU_6044 | JACO FIBRA 6044 - 1/4mm x 1/4" male branch tee (US 220psi) | JAC_CONN 6044 | JACO FIBRA 6044 (1/4x1/4) 220psi
WJU_706 | JACO FIBRA 706 - 3/8mm x 3/8" union tee (US 220psi) | JAC_CONN 706 | JACO FIBRA 706 (3/8x3/8) 220psi
WJU_708 | JACO FIBRA 708 - 1/2mm x 1/2" union tee (US 220psi) | JAC_CONN 708 | JACO FIBRA 708 (1/2x1/2) 220psi
WJU_7544 | JACO FIBRA 7544 -1/4mm x 1/4" male run tee (US 220psi) | JAC_CONN 7544 | JACO FIBRA 7544 (1/4x1/4) 220psi
WJU_7588 | JACO FIBRA 7588 -1/2mm x 1/2" male run tee (US 220psi) | JAC_CONN 7588 | JACO FIBRA 7588 (1/2x1/2) 220psi
WMC_050 | CSM MEMBRANE 50 GPD | MEM_CSM50 | CSM MEMBRANE 50 GPD
WMC_100 | CSM MEMBRANE 100 GPD | MEM_CSM100 | CSM MEMBRANE 100 GPD
WMC_BLF | CSM MEMBRANE BLF | MEM_CSM-BLF | CSM MEMBRANE BLF
WMF_D | FILMTEC BW30 40 x 40 | MEM_BW30 | FILMTEC BW30 40 x 40
WMF_IG | FILMTEC BW30-400 80 x 40 I.G | ROM HRLE 80x40 | FILMTEC BW30-400 80 x 40 L.E ig
WMF_LCHR | FILMTEC BW30 40 x 40 L.C.H.R | ROM_LCHR | FILMTEC BW30 40 x 40 L.C.H.R
WMF_LCLE | FILMTEC BW30 40 x 40 L.C.L.E | ROM_LCLE4040 | FILMTEC BW30 40 x 40 L.C-LE
WMF_LE | FILMTEC BW30 40 x 40 L.E | ROM LE | FILMTEC BW30 40 x 40 L.E
WMF_SW30 | FILMTEC SW30 25 x 40 | ROM_SW 30 | FILMTEC SW30 25 x 40 MEMBRANE
WMF_T050 | FILMTEC TW30-1812 50 GPD | MEM_F50 | FILMTEC 50 GPD
WMF_T075 | FILMTEC TW30-1812 75 GPD | MEM_F75 | FILMTEC 75 GPD
WMF_T100 | FILMTEC TW30-1812 100 GPD | MEM_F100 | FILMTEC TW301812-100 GPD
WMF_TW30 | FILMTEC TW30-HP 25 x 40 | ROM_TW30 | FILMTEC MEMBRANE TW30HP 25X40
WMF_XLE | FILMTEC BW30 40 x 40 X.L.E | ROM XLE | FILMTEC BW30 40 x 40 X.L.E
WMH_CPA | HYDRONOUTICS CPA 3LD 8 x 40 | MEM_CPA 3LD | HYDRONOUTICS CPA 3LD 8 x 40
WMH_ES-1 | HYDRONOUTICS ESPA 1 - JAPAN | MEM_EP1J | ESPA 1 - JAPAN
WMH_ES-3 | HYDRONOUTICS ESPA 3 - UE | MEM_EP3 | ESPA 3 - UE
WMH_ES-4 | HYDRONOUTICS ESPA 4 - JAPAN | MEM_EPJ | ESPA 4 - JAPAN
WMH_YQS | HYDRONAUTICS YQS - 4040 | MEM_YQS4040 | HYDRONAUTICS YQS - 4040
WMO_BW30 | AMFOR MEMBRANE BW30 4040 L.E | MEM_AMF LE | AMFOR MEMBRANE BW30 4040 L.E
WMO_GE4040 | G.E DEISAL MEMBRANE 40 x 40 | MEM_G.E 4040 | G.E DEISAL MEMBRANE 40 x 40
WMO_TM710 | TORAY MEMBRANE TM710 40x40 (lp) | MEM_TM710 | TORAY MEMBRANE TM710 40x40 (lp)
WMO_TMG10 | TORAY MEMBRANE TMG-10 40x40 (ulp) | MEM_TMG-10 | TORAY MEMBRANE TMG-10 40x40 (ulp)
WMU_FM-2100 | FM CLASSIC UF SYSTEM 2100B model | MEM_UFS(2100B) | FM CLASSIC UF SYSTEM 2100B model
WMU_FM-2500 | FM CLASSIC UF SYSTEM 2500B model | MEM_UFS(2500B) | FM CLASSIC UF SYSTEM 2500B model
WMU_FM-4040A | FM CLASSIC UF SYSTEM 4040A model | MEM_UFS(4040A) | FM CLASSIC UF SYSTEM 4040A model
WMU_HP-200A | SRUF-200A HYDROPRIME UF MEMBRANE HOLLOW 8040 | MEM_UFH 8040 | UF MEMBRANE HOLLOW TYPE 80 x 40 (SRUF-200A)
WMU_HP-4040A | SRUF-4040A HYDROPRIME UF MEMBRANE R.O 4040 | MEM_UF | UF MEMBRANE R.O TYPE (SRUF-4040A)
WMU_HP-8040 | SRUF-8040 HYDROPRIME UF MEMBRANE R.O 8040 | MEM_UFR 8040 | UF MEMBRANE R.O TYPE 80 x 40 (SRUF-8040)
WMU_HP-90A | SRUF-90A HYDROPRIME UF MEMBRANE HALLOW 4040 | MEM_UHF | ULTRAFILTRATION MEMBRANE (hallow) (SRUF-90A)
WMU_HPS-200A | (set) SRUF-200A HYDROPRIME UF MEMBRANE HOLLOW 8040 | MEM_UFH 8040 | UF MEMBRANE HOLLOW TYPE 80 x 40 (SRUF-200A)
WMU_HPS-4040A | (set) SRUF-4040A HYDROPRIME UF MEMBRANE R.O 4040 | MEM_UF | UF MEMBRANE R.O TYPE (SRUF-4040A)
WMU_HPS-8040 | (set) SRUF-8040 HYDROPRIME UF MEMBRANE R.O 8040 | MEM_UFR 8040 | UF MEMBRANE R.O TYPE 80 x 40 (SRUF-8040)
WMU_HPS-90A | (set) SRUF-90A HYDROPRIME UF MEMBRANE HALLOW 4040 | MEM_UHF | ULTRAFILTRATION MEMBRANE (hallow) (SRUF-90A)
WMV_LP22-80 | VONTRON MEMBRANE LP22 - 80 x 40 | MEM_LP22-8040 | VONTRON MEMBRANE LP22 - 80 x 40
WMV_SW11-21 | VONTRON MEMBRANE SW11 40 x 21 | MEM_SW11 4021 | VONTRON MEMBRANE SW11 40 x 21
WMV_SW11-25 | VONTRON MEMBRANE SW11 25 x 40 | MEM_SW11 2540 | VONTRON MEMBRANE SW11 25 x 40
WMV_SW21-40 | VONTRON MEMBRANE SW21 40 x 40 | MEM_SW21 4040 | VONTRON MEMBRANE SW21 40 x 40
WMV_SW22-80 | VONTRON MEMBRANE SW22 80 x 40 | MEM_SW22 8040 | VONTRON MEMBRANE SW22 80 x 40
WMV_ULP11-40 | VONTRON MEMBRANE ULP11 40 x 40 | MEM_ULP11-4040 | VONTRON MEMBRANE ULP11 - 40 x 40
WMV_ULP21-21 | VONTRON MEMBRANE ULP21 40 x 21 | MEM_UPL4021 | VONTRON MEMBRANE ULP21 - 4021
WMV_ULP21-40 | VONTRON MEMBRANE ULP21 40 x 40 | MEM_ULP21-4040 | VONTRON MEMBRANE ULP21 - 40 x 40
WMV_ULP22-80 | VONTRON MEMBRANE ULP22 80 x 40 | MEM_ULP22-8040 | VONTRON MEMBRANE ULP22 - 80 x 40
WMV_ULP3012 | VONTRON MEMBRANE ULP3012 - 300 GPD | MEM_ULP3012-300 | MEM_ULP3012-300
WMV_ULP31-21 | VONTRON MEMBRANE ULP31 40 x 21 | MEM_ULP31-4021 | VONTRON MEMBRANE ULP31 - 4021
WMV_ULP31-40 | VONTRON MEMBRANE ULP31 40 x 40 | MEM_ULP31-4040 | VONTRON MEMBRANE ULP31 - 40 x 40
WMV_XLP11-40 | VONTRON MEMBRANE XLP11 40 x 40 | MEM_XLP11-4040 | VONTRON MEMBRANE XLP11 - 4040
WM_CCA | ALKALINE CERAMIC BALL (china) | MF BP-ALK | ALKALINE CERAMIC BALL
WM_CCC | CALCIUM ION CERAMIC BALL (china) | MF BP-CA | CA ION CERAMIC BALL
WM_CCD | DE-CHLORIDE CERAMIC BALL (china) | MF BP-DE | DE-CHLORIDE CERAMIC BALL
WM_CCF | FAR INFRARED CERAMIC BALL (china) | MF BP-FAR IN | FAR INFRARED CERAMIC BALL
WM_CCO | ORP CERAMIC BALL (china) | MF BP-ORP | ORP CERAMIC BALL
WM_CTA-2 | BP-505-2 ANTI-BACTERIAL ALKALINE MEDIA (taiwan) | MF BP-505-2 ABAM | ANTI-BACTERIAL ALKALINE MEDIA
WM_CTI-1 | BP-505-1 INFRARED STONE MEDIA WHITE (taiwan) | MF BP-505-1 ISMW | INFRARED STONE MEDIA WHITE
WM_CTM-3 | BP-505-3 CERAMIC MAGIC BALL - BROWN (taiwan) | MF BP-505-3 MBB | CERAMIC MAGIC BALL - BROWN
WM_GRT | GARNET | MF GARNET | GARNET
WM_HR-100 | HI-GRADE RESIN H-C 100 | MF RESIN H-C100 | RESIN H-C 100 (new)
WM_HR-100E | HI-GRADE RESIN H-C 100E | MF RESIN H-C100E | RESIN H-C 100E (new)
WM_HR-100E/1 | HI-GRADE RESIN H-C 100E (1 KILO) | MF RESIN H-C100E 1K | RESIN HC100E - 1KILO
WM_HR-400 | HI-GRADE RESIN IH-A 400E | MF RESIN IH-A400E | RESIN IH-A 400E (new)
WM_JC-AC | JAMES CUMMING ACTIVATED CARBON 8 x 30 | MF ACT.CBF (AUSTRALIA) - JC | ACTIVATED CARBON (James Cumming)
WM_JC-AN | JAMES CUMMING ANTHRACITE 0.83mm | MF ANTRA | ANTHRACITE (James Cumming))
WM_JC-ZL | JAMES CUMMING ZEOLITE 25 kgs | MF_SAND JC | ZEOLITE 25 kgs (James Cumming)
WM_LA | LOCAL ANTHRACITE | MF ANTRA12 | ANTHRACITE (LOCAL)
WM_LA-0612 | LOCAL ACTIVATED CARBON 6 x 12 | MF ACT.CBF 6x12 | ACTIVATED CARBON (6 x 12)
WM_LA-0812 | LOCAL ACTIVATED CARBON 8 x 12 | MF ACT.CBF | ACTIVATED CARBON (8 x 12)
WM_LA-0830 | LOCAL ACTIVATED CARBON 8 x 30 | MF ACT.CBF8X30 | ACTIVATED CARBON (8 x 30)
WM_LA-1240 | LOCAL ACTIVATED CARBON 12 x 40 | MF ACT.CBF12 | ACTIVATED CARBON (12 x 40)
WM_LCA | CITRIC ACID ANHYDROUS USP (CHINA) | MF CAA | CITRIC ACID ANHYDROUS USP (CHINA)
WM_LCS | CAUSTIC SODA TAIWAN | MF CSF TAIWAN | CAUSTIC SODA TAIWAN
WM_LCV | CLARO VIDA SOLAR SALT (50kgs.) | MF SSALT CLARO | CLARO VIDA SOLAR SALT (50kgs.)
WM_LP-05 | PEBBLES #5 | MF PBL5 | PEBBLES #5
WM_LP-10 | PEBBLES #10 | MF PBL10 | PEBBLES #10
WM_LQS | QUARTZ SAND | MF QSAND | QUARTZ SAND
WM_LSS | SILICA SAND | MF SSAND | SILICA SAND
WM_MST | MANGANESE SAND TAIWAN 20 kgs. | MF MNGS SAND | MANGANESE SAND TAIWAN 20 kgs.
WM_MZT | MANGANESE ZEOLITE 30 kgs. | MF MNGS ZEO | MANGANESE ZEOLITE 30 kgs.
WM_PP-0812 | PURE PRIME ACTIVATED CARBON 8 x 12 | MF ACT. CBF PURE8x12 | PURE PRIME ACTIVATED CARBON 8 x 12
WM_PP-0816 | PURE PRIME ACTIVATED CARBON 8 x 16 | MF ACT. CBF PURE8x16 | PURE PRIME ACTIVATED CARBON 8 x 16
WM_PP-1240 | PURE PRIME ACTIVATED CARBON 12 x 40 | MF ACT. CBF PURE12x40 | PURE PRIME ACTIVATED CARBON 12 x 40
WM_PR-100 | PUROLITE RESIN C100 | MF RESIN C100 | PUROLITE RESIN C100
WM_PR-107 | PUROLITE RESIN C107 | MF RESIN C107 | RESIN C107
WM_PR-400 | PUROLITE RESIN A400 | MF RESIN A400 | PUROLITE RESIN A400
WM_PR-600 | PUROLITE RESIN A600 | MF RESIN A600 | PUROLITE RESIN A600
WM_TA | TAIWAN ANTHRACITE | MF ANTR TAI | ANTRACITE TAIWAN
WPA_ATB-300/11 | AQUA TEDELA ATB 300 (1.1N) s.p pump | PUMP ATB300(1.1N) | AQUA TEDELA ATB300 (1.1N) s.p pump
WPA_ATB-300/15 | AQUA TEDELA ATB 300 (1.5N) s.p pump | PUMP ATB300(1.5N) | AQUA TEDELA ATB300 (1.5N) s.p pump
WPA_ATB-500/22 | AQUA TEDELA ATB 500 (2.2N) s.p pump | PUMP ATB500(2.2N) | AQUA TEDELA ATB500 (2.2N) s.p pump
WPA_ATJ-080 | AQUA TEDELA ATJ-80 3/4HP (0.55kw) Jet Pump | PUMP ATJ80 | AQUA TEDELA ATJ-80 3/4HP (0.55kw) Jet Pump
WPA_ATJ-100 | AQUA TEDELA ATJ-100 1HP (0.75kw) Jet Pump | PUMP ATJ100 | AQUA TEDELA ATJ-100 1HP (0.75kw) Jet Pump
WPA_ATJ-150 | AQUA TEDELA ATJ-150 1.3HP (1.0kw) Jet Pump | PUMP ATJ150 | AQUA TEDELA ATJ-150 1.3HP (1.0kw) Jet Pump
WPA_ATK-150 | AQUA TEDELA ATK 150 swimming pool pump | PUMP ATK150 | AQUA TEDELA ATK150 swimming pool pump
WPA_ATK-200 | AQUA TEDELA ATK 200 swimming pool pump | PUMP ATK200 | AQUA TEDELA ATK200 swimming pool pump
WPA_ATK-300 | AQUA TEDELA ATK 300 swimming pool pump | PUMP ATK300 | AQUA TEDELA ATK300 swimming pool pump
WPA_ATP-150 | AQUA TEDELA ATPA 150-1 swimming pool pump | PUMP ATPA150-1 | AQUA TEDELA ATPA150-1 swimming pool pump
WPA_ATP-200 | AQUA TEDELA ATPA 200-1 swimming pool pump | PUMP ATPA200-1 | AQUA TEDELA ATPA200-1 swimming pool pump
WPA_ATP-250 | AQUA TEDELA ATPA 250-1 swimming pool pump | PUMP ATPA250-1 | AQUA TEDELA ATPA250-1 swimming pool pump
WPA_ATP-300 | AQUA TEDELA ATPA 300-1 swimming pool pump | PUMP ATPA300-1 | AQUA TEDELA ATPA300-1 swimming pool pump
WPA_ATS-0370 | AQUA TEDELA ATS-370 1/2hp (0.35kw) | PUMP ATS370 | AQUA TEDELA ATS-370 1/2hp (0.35kw)
WPA_ATS-0550 | AQUA TEDELA ATS-550 3/4hp (0.55kw) | PUMP ATS550 | AQUA TEDELA ATS-550 3/4hp (0.55kw)
WPA_ATS-0750 | AQUA TEDELA ATS-750 1hp (0.75kw) | PUMP ATS750 | AQUA TEDELA ATS-750 1hp (0.75kw)
WPA_ATS-1000 | AQUA TEDELA ATS-1000 1.3hp (1kw) | PUMP ATS1000 | AQUA TEDELA ATS-1000 1.3hp (1kw)
WPA_ATSW-370 | AQUA TEDELA SEAWATER ATS-370 1/2hp (0.35kw) | PUMP ATS370 SW | AQUA TEDELA SEAWATER ATS-370 1/2hp (0.35kw)
WPA_P-34 | AQUAPUMP 3/4 HP | PUMP-AP3/4 | AQUAPUMP 3/4 HP
WPC_CAB-300 | AQUA TEDELA ATB 300 (1.1N) s.p pump (cut-away) | PUMP OPEN ATB-300(1.1N) | AQUA TEDELA ATB-300 (1.1N) s.p pump (OPEN IMP)
WPC_CAK-300 | AQUA TEDELA ATK 300 swimming pool pump (cut-away) | PUMP OPEN ATK-300 | AQUA TEDELA ATK-300 swimming pool pump (OPEN IMP)
WPC_CAS-550 | AQUA TEDELA ATS-550 3/4hp (0.55kw) (cut-away) | PUMP OPEN ATS-550 | AQUA TEDELA ATS-550 3/4hp (0.55kw) (OPEN IMP)
WPC_CDF-0112 | CNP VERTICAL Pump CDLF 1-12 - 3 PH (cut-away) | PUMP OPEN CDLF1-120 | CNP Vertical Pump CDLF1-120 (1.5hp) 1.1kw 1PH (OPEN IMP)
WPC_CDF-0119 | CNP VERTICAL Pump CDLF 1-19 - 3 PH (cut-away) | PUMP OPEN CDLF1-190 | CNP Vertical Pump CDLF1-190 (3hp) 2.2kw 3PH (OPEN IMP)
WPC_CDF-0810 | CNP VERTICAL Pump CDLF 8-10 - 3 PH (cut-away) | PUMP OPEN CDLF8-10 | CNP Vertical Pump CDLF8-10 (10hp) 7.5kw 3PH (OPEN IMP)
WPC_CHF-0460 | CNP HORIZONTAL Pump CHLF 4-60 - 1PH (cut-away) | PUMP OPEN CHLF4-60 | CNP Vertical Pump CHLF4-60 (3hp) 2.2kw 1PH (OPEN IMP)
WPC_CSJ-14 | CNP SUBMERSIBLE SJ SERIES - 14 IMPELLER (cut-away) | PUMP SUB | CNP SJ SERIES Submersible - 14 IMPELLER
WPC_CSJ-15 | CNP SUBMERSIBLE SJ SERIES - 15 IMPELLER (cut-away) | PUMP SUB15 | CNP SJ SERIES Submersible - 15 IMPELLER
WPC_CSJ-9506 | CNP SUBMERSIBLE Pump SJ 95-6 (cut-away) | PUMP OPEN SJ95-6 | CNP Submersible Pump SJ95-6 (OPEN IMP)
WPC_CSP-100 | CNP YQSP - 100 SHANGLA PALITE 1.5 kw | PUMP SP | YQSP - 100 SHANGLA PALITE 1.5 kw
WPC_CSP-2 | CNP SELF-PRIMING SEWEGE PUMP SP-2 (9.2kw) (cut-away) | PUMP OPEN SP-2 | Non Clogging Sewage SP-2 1.2kw/1.5HP-9.2kw/12.5HP (OPEN)
WPC_DDP-747 | CNP DRL PUMP SYSTEM 747D PID CONTROLLED BOOSTER | PUMP PID | PID CONTROLLED BOOSTER - PUMP SYSTEM
WPC_DHT-230 | CNP HORIZONTAL Pump CHLF(T) 2-30 (1hp) 0.75kw - 1PH | PUMP CHLFT2-30 | CNP Horizontal Pump CHLF(T) 2-30 (1hp) 0.75kw.
WPC_DIFF | CNP IQ FREQUENCY DRIVE PUMP - CHLF motor | PUMP VFDP CHLF | VARIABLE FREQUENCY DRIVE PUMP - CHLF motor
WPC_DIFL | CNP IQ FREQUENCY DRIVE PUMP - CHL motor | PUMP VFDP CHL | VARIABLE FREQUENCY DRIVE PUMP - CHL motor
WPC_DIK-460 | CNP IMMERSION Pump CDLK 4-60/6 (3hp) 2.2kw - 1PH | PUMP CDLK4-60 | CNP Horizontal Pump CDLK 4-60/6 2.2kw.
WPC_DLS-100 | CNP LIGHT STAINLESS STEEL Pump MSS 100 (1.5hp) 1.1kw | PUMP MSS100 | CNP Horizontal Pump MSS 100 / 1.1 kw
WPC_DST-35 | CNP SELF-PRIMING Pump JET - 35 (3/4hp) 0.55kw | PUMP JET35 | CNP Horizontal Pump JET - 35
WPC_DWC | CNP WATER CONTROLLER 7.0A 1.5kw (1ph/3ph) | PUMP WC 1.5kw | WATER CONTROLLER 1.5kw 7.0A (1ph/3ph)
WPC_H1F-220 | CNP HORIZONTAL Pump CHLF 2-20 (0.75hp) 0.55kw - 1PH | PUMP CHLF2-20 | CNP Horizontal Pump CHLF2-20 (0.75hp) 0.55kw. 1PH
WPC_H1F-230 | CNP HORIZONTAL Pump CHLF 2-30 (1hp) 0.75kw - 1PH | PUMP CHLF2-30 | CNP Horizontal Pump CHLF2-30 (1hp) 0.75kw. 1PH
WPC_H1F-240 | CNP HORIZONTAL Pump CHLF 2-40 (1.5hp) 1.1kw - 1PH | PUMP CHLF2-40 | CNP Horizontal Pump CHLF2-40 (1.5hp) 1.1kw. 1PH
WPC_H1F-250 | CNP HORIZONTAL Pump CHLF 2-50 (1.5hp) 1.1kw - 1 PH | PUMP CHLF2-50 | CNP Horizontal Pump CHLF2-50 (1.5hp) 1.1kw 1 PH
WPC_H1F-260/15 | CNP HORIZONTAL Pump CHLF 2-60 (1.5hp) 1.1kw - 1 PH | PUMP CHLF2-60 1.5 | CNP Horizontal Pump CHLF2-60 (1.5hp) 1.1kw. 1 PH
WPC_H1F-260/2 | CNP HORIZONTAL Pump CHLF 2-60 (2hp) 1.5kw - 1 PH | PUMP CHLF2-60 | CNP Horizontal Pump CHLF2-60 (2hp) 1.5kw. 1 PH
WPC_H1F-260/2B | CNP HORIZONTAL Pump CHLF 2-60 (2hp) 1.5kw - 1PH (BLUE) | PUMP CHLF2-60 BLUE | CNP Horizontal Pump CHLF2-60 (2hp) 1.5kw BLUE 1PH
WPC_H1F-430 | CNP HORIZONTAL Pump CHLF 4-30 (1.5hp) 1.1kw - 1 PH | PUMP CHLF4-30 | CNP Horizontal Pump CHLF4-30 (1.5hp) 1.1kw. 1 PH
WPC_H1F-440 | CNP HORIZONTAL Pump CHLF 4-40 (2hp) 1.5kw - 1 PH | PUMP CHLF4-40 1HP | CNP Horizontal Pump CHLF4-40 (2hp) 1 phase
WPC_H1F-460 | CNP HORIZONTAL Pump CHLF 4-60 (3hp) 2.2kw - 1PH | PUMP CHLF4-60 | CNP Horizontal Pump CHLF4-60 (3hp) 2.2kw.
WPC_H1L-220 | CNP HORIZONTAL Pump CHL 2-20 (0.75hp) 0.55kw - 1PH | PUMP CHL2-20 | CNP Horizontal Pump CHL2-20 (0.75hp) 0.55kw. 1PH
WPC_H1L-230 | CNP HORIZONTAL Pump CHL 2-30 (1hp) 0.75kw - 1PH | PUMP CHL2-30 | CNP Horizontal Pump CHL2-30 (1hp) 0.75kw. 1PH
WPC_H1L-240 | CNP HORIZONTAL Pump CHL 2-40 (1.5hp) 1.1kw - 1PH | PUMP CHL2-40 | CNP Horizontal Pump CHL2-40 (1.5hp) 1.1kw. 1PH
WPC_H1L-250 | CNP HORIZONTAL Pump CHL 2-50 (1.5hp) 1.1kw - 1PH | PUMP CHL2-50 | CNP Horizontal Pump CHL2-50 (1.5hp) 1.1kw. 1PH
WPC_H1L-260 | CNP HORIZONTAL Pump CHL 2-60 (2hp) 1.5kw - 1PH | PUMP CHL2-60 | CNP Horizontal Pump CHL2-60 (2hp) 1.5kw. 1PH
WPC_H1L-430 | CNP HORIZONTAL Pump CHL 4-30 (1.5hp) 1.1kw - 1PH | PUMP CHL4-30 1PH | CNP Horizontal Pump CHL4-30 (1.5hp) 1.1kw. 1PH
WPC_H1L-440 | CNP HORIZONTAL Pump CHL 4-40 (2hp) 1.5kw - 1PH | PUMP CHL4-40 | CNP Horizontal Pump CHL4-40 (2hp) 1.5kw. 1PH
WPC_H3F-0220 | CNP HORIZONTAL Pump CHLF 2-20 (0.75hp) 0.55kw - 3PH | PUMP CHLF2-20 3PH | CNP Horizontal Pump CHLF2-20 (0.75hp) 0.55kw. 3PH
WPC_H3F-0230 | CNP HORIZONTAL Pump CHLF 2-30 (1hp) 0.75kw - 3 PH | PUMP CHLF2-30 3PH | CNP Horizontal Pump CHLF2-30 (1hp) 0.75kw 3 PH
WPC_H3F-0240 | CNP HORIZONTAL Pump CHLF 2-40 (1.5hp) 1.1kw - 3 PH | PUMP CHLF2-40 3PH | CNP Horizontal Pump CHLF2-40 (1.5hp) 1.1kw. 3 PH
WPC_H3F-0250 | CNP HORIZONTAL Pump CHLF 2-50 (1.5hp) 1.1kw - 3 PH | PUMP CHLF2-50 - 3PH | CNP Horizontal Pump CHLF2-50 (1.5hp) 1.1kw 3 PH
WPC_H3F-0260 | CNP HORIZONTAL Pump CHLF 2-60 (2hp) 1.5kw - 3 PH | PUMP CHLF2-60 - 3P | CNP Horizontal Pump CHLF2-60 (2hp) 1.5kw. 3 PH
WPC_H3F-0420 | CNP HORIZONTAL Pump CHLF 4-20 (1hp) 0.55kw - 3 PH | PUMP CHLF4-20 3PH | CNP Horizontal Pump CHLF4-20 (1hp) 0.55kw. 3 PH
WPC_H3F-0430 | CNP HORIZONTAL Pump CHLF 4-30 (1.5hp) 1.1kw - 3 PH | PUMP CHLF4-30 3PH | CNP Horizontal Pump CHLF4-30 (1.5hp) 1.1kw 3 PH
WPC_H3F-0440 | CNP HORIZONTAL Pump CHLF 4-40 (2hp) 1.5kw - 3 PH | PUMP CHLF4-40 3PH | CNP Horizontal Pump CHLF4-40 (2hp) 3 phase
WPC_H3F-0460 | CNP HORIZONTAL Pump CHLF 4-60 (3hp) 2.2kw - 3 PH | PUMP CHLF4-60 3P | CNP Horizontal Pump CHLF4-60 (3hp) 2.2kw. 3 PHA
WPC_H3F-0810 | CNP HORIZONTAL Pump CHLF 8-10 (1hp) 0.75kw - 3 PH | PUMP CHLF8-10 3PH | CNP Horizontal Pump CHLF8-10 (1hp) 0.75kw. 3 PH
WPC_H3F-0820 | CNP HORIZONTAL Pump CHLF 8-20 (2hp) 1.5kw - 3 PH | PUMP CHLF8-20 3PH | CNP Horizontal Pump CHLF8-20 (2hp) 1.5kw. 3 PH
WPC_H3F-0830 | CNP HORIZONTAL Pump CHLF 8-30 (3hp) 2.2kw - 3PH | PUMP CHLF8-30 | CNP Horizontal Pump CHLF8-30 (3hp) 2.2kw. 3PH
WPC_H3F-0840 | CNP HORIZONTAL Pump CHLF 8-40 (4hp) 3kw - 3PH | PUMP CHLF8-40 | CNP Horizontal Pump CHLF8-40 (4hp) 3kw. 3PH
WPC_H3F-0850 | CNP HORIZONTAL Pump CHLF 8-50 (4hp) 3kw - 3 PH | PUMP CHLF8-50 | CNP Horizontal Pump CHLF8-50 (4hp) 3kw. 3 PH
WPC_H3F-1210 | CNP HORIZONTAL Pump CHLF 12-10 (1.5hp) 1.1kw - 3 PH | PUMP CHLF12-10 3PH | CNP Horizontal Pump CHLF12-10 (1.5hp) 1.1kw. 3 PH
WPC_H3F-1220 | CNP HORIZONTAL Pump CHLF 12-20 (3hp) 2.2kw - 3 PH | PUMP CHLF12-20 3PH | CNP Horizontal Pump CHLF12-20 (3hp) 2.2kw. 3 PH
WPC_H3F-1230 | CNP HORIZONTAL Pump CHLF 12-30 (4hp) 3kw - 3 PH | PUMP CHLF12-30 3PH | CNP Horizontal Pump CHLF12-30 (3hp) 3kw. 3 PH
WPC_H3F-1250 | CNP HORIZONTAL Pump CHLF 12-50 (7.5hp) 5.5kw - 3 PH | PUMP CHLF12-50 3PH | CNP Horizontal Pump CHLF12-50 (7.5hp) 5.5kw. 3 PH
WPC_H3F-1610 | CNP HORIZONTAL Pump CHLF 16-10 (3hp) 2.2kw - 3 PH | PUMP CHLF16-10 | CNP Horizontal Pump CHLF16-10 (3hp) 2.2kw. 3 PH
WPC_H3F-1620 | CNP HORIZONTAL Pump CHLF 16-20 (5.5hp) 4kw - 3 PH | PUMP CHLF16-20 3PH | CNP Horizontal Pump CHLF16-20 (5.5hp) 4kw. 3 PH
WPC_H3F-1630 | CNP HORIZONTAL Pump CHLF 16-30 (7.5hp) 5.5kw - 3 PH | PUMP CHLF16-30 3PH | CNP Horizontal Pump CHLF16-30 (7.5hp) 5.5kw. 3 PH
WPC_H3F-1640 | CNP HORIZONTAL Pump CHLF 16-40 (10hp) 7.5kw - 3 PH | PUMP CHLF16-40 3PH | CNP Horizontal Pump CHLF16-40 (10hp) 7.5kw. 3 PH
WPC_H3F-2010 | CNP HORIZONTAL Pump CHLF 20-10 (3hp) 2.2kw - 3 PH | PUMP CHLF20-10 3PH | CNP Horizontal Pump CHLF20-10 (3hp) 2.2kw. 3 PH
WPC_H3F-2020 | CNP HORIZONTAL Pump CHLF 20-20 (5.5hp) 4kw - 3 PH | PUMP CHLF20-20 3PH | CNP Horizontal Pump CHLF20-20 (5.5hp) 4kw. 3 PH
WPC_H3F-2030 | CNP HORIZONTAL Pump CHLF 20-30 (7.5hp) 5.5kw - 3 PH | PUMP CHLF20-30 3PH | CNP Horizontal Pump CHLF20-30 (7.5hp) 5.5kw. 3 PH
WPC_H3F-2040 | CNP HORIZONTAL Pump CHLF 20-40 (10hp) 7.5kw - 3 PH | PUMP CHLF20-40 3PH | CNP Horizontal Pump CHLF20-40 (10hp) 7.5kw. 3 PH
WPC_H3L-0220 | CNP HORIZONTAL Pump CHL 2-20 (0.75hp) 0.55kw - 3PH | PUMP CHL2-20 3P | CNP Horizontal Pump CHL2-20 (0.75hp) 0.55kw. 3PH
WPC_H3L-0230 | CNP HORIZONTAL Pump CHL 2-30 (1hp) 0.75kw - 3 PH | PUMP CHL2-30 3PH | CNP Horizontal Pump CHL2-30 (1hp) 0.75kw 3 PH
WPC_H3L-0240 | CNP HORIZONTAL Pump CHL 2-40 (1.5hp) 1.1kw - 3 PH | PUMP CHL2-40 - 3P | CNP Horizontal Pump CHL2-40 (1.5hp) 1.1kw. 3 PH
WPC_H3L-0250 | CNP HORIZONTAL Pump CHL 2-50 (1.5hp) 1.1kw - 3 PH | PUMP CHL2-50 3PH | CNP Horizontal Pump CHL2-50 (1.5hp) 1.1kw 3 PH
WPC_H3L-0260 | CNP HORIZONTAL Pump CHL 2-60 (2hp) 1.5kw - 3 PH | PUMP CHL2-60 3PH | CNP Horizontal Pump CHL2-60 (2hp) 1.5kw. 3 PH
WPC_H3L-0420 | CNP HORIZONTAL Pump CHL 4-20 (1hp) 0.75kw - 3 PH | PUMP CHL4-20 | CNP Horizontal Pump CHL4-20 (1hp) 0.75kw. 3 PH
WPC_H3L-0430 | CNP HORIZONTAL Pump CHL 4-30 (1.5hp) 1.1kw - 3 PH | PUMP CHL4-30 | CNP Horizontal Pump CHL4-30 (1.5hp) 1.1kw. 3 PH
WPC_H3L-0440 | CNP HORIZONTAL Pump CHL 4-40 (2hp) 1.5kw - 3 PH | PUMP CHL4-40 3PH | CNP Horizontal Pump CHL4-40 (2hp) 1.5kw 3 PH
WPC_H3L-0810 | CNP HORIZONTAL Pump CHL 8-10 (1hp) 0.75kw - 3 PH | PUMP CHL8-10 3PH | CNP Horizontal Pump CHL8-10 (1hp) 0.75kw. 3 PH
WPC_H3L-0820 | CNP HORIZONTAL Pump CHL 8-20 (2hp) 1.5kw - 3 PH | PUMP CHL8-20 | CNP Horizontal Pump CHL8-20 (2hp) 1.5kw. 3 PH
WPC_H3L-0830 | CNP HORIZONTAL Pump CHL 8-30 (3hp) 2.2kw - 3 PH | PUMP CHL8-30 3PH | CNP Horizontal Pump CHL8-30 (3hp) 2.2kw. 3 PH
WPC_H3L-0840 | CNP HORIZONTAL Pump CHL 8-40 (4hp) 3kw - 3 PH | PUMP CHL8-40 | CNP Horizontal Pump CHL8-40 (4hp) 3kw. 3 PH
WPC_H3L-0850 | CNP HORIZONTAL Pump CHL 8-50 (4hp) 3kw - 3 PH | PUMP CHL8-50 | CNP Horizontal Pump CHL8-50 (4hp) 3kw. 3 PH
WPC_H3L-1210 | CNP HORIZONTAL Pump CHL 12-10 (1.5hp) 1.1kw - 3 PH | PUMP CHL12-10 3PH | CNP Horizontal Pump CHL12-10 (1.5hp) 0.75kw 3 PHASE
WPC_H3L-1220 | CNP HORIZONTAL Pump CHL 12-20 (3hp) 2.2kw - 3 PH | PUMP CHL12-20 3PH | CNP Horizontal Pump CHL12-20 (3hp) 1.2kw 3 PHASE
WPC_H3L-1230 | CNP HORIZONTAL Pump CHL 12-30 (4hp) 3kw - 3 PH | PUMP CHL12-30 3PH | CNP Horizontal Pump CHL12-30 (3hp) 1.8kw 3 PHASE
WPC_H3L-1240 | CNP HORIZONTAL Pump CHL 12-40 (5.5hp) 4kw - 3 PH | PUMP CHL12-40 3PH | CNP Horizontal Pump CHL12-40 (5.5hp) 2.4kw 3 PHASE
WPC_H3L-1250 | CNP HORIZONTAL Pump CHL 12-50 (7.5hp) 5.5kw - 3 PH | PUMP CHL12-50 3PH | CNP Horizontal Pump CHL12-50 (7.5hp) 3kw 3 PHASE
WPC_H3L-1610 | CNP HORIZONTAL Pump CHL 16-10 (4hp) 2.2kw - 3 PH | PUMP CHL16-10 3PH | CNP Horizontal Pump CHL16-10 (4hp) 1.1kw 3 PHASE
WPC_H3L-1620 | CNP HORIZONTAL Pump CHL 16-20 (5.5hp) 4kw - 3 PH | PUMP CHL16-20 3PH | CNP Horizontal Pump CHL16-20 (5.5hp) 2.2kw 3 PHASE
WPC_H3L-1630 | CNP HORIZONTAL Pump CHL 16-30 (7.5hp) 5.5kw - 3 PH | PUMP CHL16-30 3PH | CNP Horizontal Pump CHL16-30 (7.5hp) 3kw 3 PHASE
WPC_H3L-2010 | CNP HORIZONTAL Pump CHL 20-10 (3hp) 2.2kw - 3 PH | PUMP CHL20-10 3PH | CNP Horizontal Pump CHL20-10 (3hp) 1.1kw 3 PHASE
WPC_H3L-2020 | CNP HORIZONTAL Pump CHL 20-20 (5.5hp) 4kw - 3 PH | PUMP CHL20-20 3PH | CNP Horizontal Pump CHL20-20 (5.5hp) 2.2kw 3 PHASE
WPC_H3L-2030 | CNP HORIZONTAL Pump CHL 20-30 (7.5hp) 5.5kw - 3 PH | PUMP CHL20-30 3PH | CNP Horizontal Pump CHL20-30 (7.5hp) 4kw 3 PHASE
WPC_ICT032-24 | CNP IN-LINE Circulation Pump TD32 - 24/2 (2hp) 1.5kw | PUMP TD24 | CNP Horizontal Pump TD32 - 24/2 1.5kw (2HP)
WPC_ICT032-30 | CNP IN-LINE Circulation Pump TD32 - 30/2 (4hp) 3kw | PUMP TD32-30/2 | CNP Horizontal Pump TD32 - 30/2 -3 phase
WPC_ICT040-20 | CNP IN-LINE Circulation Pump TD40 - 20/2 (2hp) 1.5kw | PUMP TD20 | CNP Horizontal Pump TD40 - 20/2 (2hp) 1.5kw
WPC_ICT040-24 | CNP IN-LINE Circulation Pump TD40 - 24/2 (3hp) 2.2kw | PUMP TD40 | CNP Horizontal Pump TD40 - 24/2
WPC_ICT040-28 | CNP IN-LINE Circulation Pump TD40 - 28/2 (4hp) 3kw | PUMP TD28 | CNP Horizontal Pump TD40 - 28 -3 phase
WPC_ICT040-32 | CNP IN-LINE Circulation Pump TD40 - 32/2 (5.5hp) 4kw | PUMP TD40-32 | CNP Horizontal Pump TD40 - 32/2 4kw
WPC_ICT050-20 | CNP IN-LINE Circulation Pump TD50 - 20/2 (3hp) 2.2kw | PUMP TD50-20/2 | CNP Horizontal Pump TD50 - 20/2 3Hp 3 Phase
WPC_ICT050-34 | CNP IN-LINE Circulation Pump TD50 - 34/2 (5.5hp) 4kw | PUMP TD50 | CNP Horizontal Pump TD50 - 34/2 4kw
WPC_ICT065-32 | CNP IN-LINE Circulation Pump TD65 - 32/2 (7.5hp) 5.5kw | PUMP TD65-32/2 | CNP Horizontal Pump TD65-32/2
WPC_ICT065-38 | CNP IN-LINE Circulation Pump TD65 - 38/2 (10hp) 7.5kw | PUMP TD65 | CNP Horizontal Pump TD65-38/2
WPC_ICT080-20 | CNP IN-LINE Circulation Pump TD80 - 20/2 (7.5hp) 5.5kw | PUMP TD80-20/2 | CNP Horizontal Pump TD80-20/2
WPC_ICT080-26 | CNP IN-LINE Circulation Pump TD80 - 26/2 (10hp) 7.5kw | PUMP TD80 | CNP Horizontal Pump TD80-26/2 7.5kw
WPC_ICT100-25 | CNP IN-LINE Circulation Pump TD100 - 25/2 (15hp) 11kw | PUMP TD100-25 | CNP Horizontal Pump TD100-25/2 11kw
WPC_ICT100-32 | CNP IN-LINE Circulation Pump TD100 - 32/2 (20hp) 15kw | PUMP TD100-32 | CNP Horizontal Pump TD100-32/2 15kw
WPC_ICT125-14 | CNP IN-LINE Circulation Pump TD125 - 14/4 (10hp) 7.5kw | PUMP TD125 14-40 | CNP Horizontal Pump TD125 14-40 (10hp) 7.5kw -3 PH
WPC_S1Z25-25 | CNP STAINLESS STEEL Pump ZS25 - 25-125 | PUMP SZ25 125 | CNP Horizontal Pump ZS25 - 25-125
WPC_S1Z50-32/15 | CNP STAINLESS STEEL Pump ZS50 - 32 160/6 (1.5hp) 1.1kw | PUMP SZ50 | CNP Horizontal Pump ZS50 - 32 160/6 1.1kw (1.5HP)
WPC_S1Z50-32/2 | CNP STAINLESS STEEL Pump ZS50 - 32 160/6 (2hp) 1.5kw | PUMP SZ50 1.5 | CNP Horizontal Pump ZS50 - 32 1.5kw
WPC_S1Z50-32/3 | CNP STAINLESS STEEL Pump ZS50 - 32 160/6 (3hp) 2.2kw | PUMP SZ50 2 | CNP Horizontal Pump ZS50 - 32 160/6 2.2kw - 3 PH
WPC_S1Z50-32/8 | CNP STAINLESS STEEL Pump ZS50 - 32 180/8 | PUMP SZ50 180 | CNP Horizontal Pump ZS50 - 32 180/8
WPC_S1Z65-40/7 | CNP STAINLESS STEEL Pump ZS65 - 40 160/6 (7hp) 5.5kw | PUMP SZ65 160 | CNP Horizontal Pump ZS65 - 40-160/6 (7.5hp) 5.5kw
WPC_S1Z65-50/7 | CNP STAINLESS STEEL Pump ZS65 - 50 125/6 (7hp) 5.5kw | PUMP SZ65 125 | CNP Horizontal Pump ZS65 - 50-125/6 (7.5hp) 5.5kw
WPC_SDJ-0307 | CNP SUBMERSIBLE Pump SJ 3-7 (1hp) 0.75kw | PUMP SJ3-7 | CNP Submersible Pump SJ 3-7
WPC_SDJ-0310 | CNP SUBMERSIBLE Pump SJ 3-10 (1.5hp) 1.1kw | PUMP SJ3-10 | CNP Submersible Pump SJ 3-10
WPC_SDJ-0314 | CNP SUBMERSIBLE Pump SJ 3-14 (2hp) 1.5kw | PUMP SJ3-14 | CNP Submersible Pump SJ 3-14
WPC_SDJ-0317 | CNP SUBMERSIBLE Pump SJ 3-17 (3hp) 2.2kw | PUMP SJ3-17 | CNP Submersible Pump SJ 3-17
WPC_SDJ-0319 | CNP SUBMERSIBLE Pump SJ 3-19 (3hp) 2.2kw | PUMP SJ3-19 | CNP Submersible Pump SJ 3-19
WPC_SDJ-0333 | CNP SUBMERSIBLE Pump SJ 3-33 (5hp) 4kw | PUMP SJ3-33 | CNP Submersible Pump SJ 3-33
WPC_SDJ-0505 | CNP SUBMERSIBLE Pump SJ 5-5 (1hp) 0.75kw | PUMP SJ5-5 | CNP Submersible Pump SJ 5-5
WPC_SDJ-0507 | CNP SUBMERSIBLE Pump SJ 5-7 (1.5hp) 1.1kw | PUMP SJ5-7 | CNP Submersible Pump SJ 5-7
WPC_SDJ-0510 | CNP SUBMERSIBLE Pump SJ 5-10 (2hp) 1.5kw | PUMP SJ5-10 | CNP Submersible Pump SJ 5-10
WPC_SDJ-0512 | CNP SUBMERSIBLE Pump SJ 5-12 (3hp) 2.2kw | PUMP SJ5-12 | CNP Submersible Pump SJ 5-12
WPC_SDJ-0514 | CNP SUBMERSIBLE Pump SJ 5-14 (3hp) 2.2kw | PUMP SJ5-14 | CNP Submersible Pump SJ5-14 2.2kw.
WPC_SDJ-0522 | CNP SUBMERSIBLE Pump SJ 5-22 (5hp) 4kw | PUMP SJ5-22 | CNP Submersible Pump SJ5-22 (5.5hp) 4kw.
WPC_SDJ-0526 | CNP SUBMERSIBLE Pump SJ 5-26 (5hp) 4kw | PUMP SJ5-26 | CNP Submersible Pump SJ5-26 (5.5hp) 4kw.
WPC_SDJ-0534 | CNP SUBMERSIBLE Pump SJ 5-34 (7hp) 5.5kw | PUMP SJ5-34 | CNP Submersible Pump SJ 5-34
WPC_SDJ-0803 | CNP SUBMERSIBLE Pump SJ 8-3 (1hp) 0.75kw | PUMP SJ8-3 | CNP Submersible Pump SJ8-3 (1.5hp) 1.1kw.
WPC_SDJ-0804 | CNP SUBMERSIBLE Pump SJ 8-4 (1.5hp) 1.1kw | PUMP SJ8-4 | CNP Submersible Pump SJ8-4 (1.5hp) 1.1kw.
WPC_SDJ-0805 | CNP SUBMERSIBLE Pump SJ 8-5 (1.5hp) 1.1kw | PUMP SJ8-5 | CNP Submersible Pump SJ8-5 (2hp) 1.5kw.
WPC_SDJ-0807 | CNP SUBMERSIBLE Pump SJ 8-7 (2hp) 1.5kw | PUMP SJ8-7 | CNP Submersible Pump SJ 8-7
WPC_SDJ-0808 | CNP SUBMERSIBLE Pump SJ 8-8 (3hp) 2.2kw | PUMP SJ8-8 | CNP Submersible Pump SJ8-8 (3hp) 2.2kw.
WPC_SDJ-0809 | CNP SUBMERSIBLE Pump SJ 8-9 (3hp) 2.2kw | PUMP SJ8-9 | CNP Submersible Pump SJ8-9 (3hp) 2.2kw.
WPC_SDJ-0810 | CNP SUBMERSIBLE Pump SJ 8-10 (4hp) 3kw | PUMP SJ8-10 | CNP Submersible Pump SJ 8-10
WPC_SDJ-0815 | CNP SUBMERSIBLE Pump SJ 8-15 (5hp) 4kw | PUMP SJ8-15 | CNP Submersible Pump SJ 8-15
WPC_SDJ-0821 | CNP SUBMERSIBLE Pump SJ 8-21 (7hp) 5.5kw | PUMP SJ8-21 | CNP Submersible Pump SJ 8-21
WPC_SDJ-0825 | CNP SUBMERSIBLE Pump SJ 8-25 (7hp) 5.5kw | PUMP SJ8-25 | CNP Submersible Pump SJ8-25 7.5kw.
WPC_SDJ-1204 | CNP SUBMERSIBLE Pump SJ 12-4 (3hp) 2.2kw | PUMP SJ12-4 | CNP SJ Series Submersible 12-4 2.2kw /3HP
WPC_SDJ-1207 | CNP SUBMERSIBLE Pump SJ 12-7 (5.5hp) 4kw | PUMP SJ12-7 | CNP SJ Series Submersible 12-7 4kw /5.5HP
WPC_SDJ-1702 | CNP SUBMERSIBLE Pump SJ 17-2 (3hp) 2.2kw | PUMP SJ17-2 | CNP Submersible Pump SJ 17-2
WPC_SDJ-1704 | CNP SUBMERSIBLE Pump SJ 17-4 (5hp) 4kw | PUMP SJ17-4 | CNP Submersible Pump SJ 17-4
WPC_SDJ-1705 | CNP SUBMERSIBLE Pump SJ 17-5 (7hp) 5.5kw | PUMP SJ17-5 | CNP Submersible Pump SJ 17-5
WPC_SDJ-1707 | CNP SUBMERSIBLE Pump SJ 17-7 (10hp) 7.5kw | PUMP SJ17-7 | CNP Submersible Pump SJ 17-7
WPC_SDJ-1709 | CNP SUBMERSIBLE Pump SJ 17-9 (10hp) 7.5kw | PUMP SJ17-9 | CNP Submersible Pump SJ 17-9
WPC_SDJ-1711 | CNP SUBMERSIBLE Pump SJ 17-11 (15hp) 11kw | PUMP SJ17-11 | CNP Submersible Pump SJ 17-11
WPC_SDJ-1713 | CNP SUBMERSIBLE Pump SJ 17-13 (15hp) 11kw | PUMP SJ17-13 | CNP Submersible Pump SJ 17-13
WPC_SDJ-1715 | CNP SUBMERSIBLE Pump SJ 17-15 (17hp) 13kw | PUMP SJ17-15 | CNP Submersible Pump SJ17-15 (20hp) 15kw.
WPC_SDJ-1718 | CNP SUBMERSIBLE Pump SJ 17-18 (20hp) 15kw | PUMP SJ17-18 | CNP Submersible Pump SJ 17-18
WPC_SDJ-3003 | CNP SUBMERSIBLE Pump SJ 30-3 (5hp) 4kw | PUMP SJ30-3 | CNP Submersible Pump SJ 30-3
WPC_SDJ-3004 | CNP SUBMERSIBLE Pump SJ 30-4 (7hp) 5.5kw | PUMP SJ30-4 | CNP Submersible Pump SJ 30-4
WPC_SDJ-3005 | CNP SUBMERSIBLE Pump SJ 30-5 (10hp) 7.5kw | PUMP SJ30-5 | CNP Submersible Pump SJ 30-5
WPC_SDJ-3007 | CNP SUBMERSIBLE Pump SJ 30-7 (12hp) 9.2kw | PUMP SJ30-7 | CNP Submersible Pump SJ 30-7
WPC_SDJ-3010 | CNP SUBMERSIBLE Pump SJ 30-10 (17hp) 13kw | PUMP SJ30-10 | CNP Submersible Pump SJ 30-10
WPC_SDJ-3012 | CNP SUBMERSIBLE Pump SJ 30-12 (25hp) 18.5kw | PUMP SJ30-11 | CNP Submersible Pump SJ 30-12
WPC_SDJ-3014 | CNP SUBMERSIBLE Pump SJ 30-14 (25hp) 18.5kw | PUMP SJ30-14 | CNP Submersible Pump SJ30-14
WPC_SDJ-3017 | CNP SUBMERSIBLE Pump SJ 30-17 (29hp) 22kw | PUMP SJ30-17 | CNP Submersible Pump SJ 30-17
WPC_SDJ-4204 | CNP SUBMERSIBLE Pump SJ 42-4 (12hp) 9.2kw | PUMP SJ42-4 | CNP Submersible Pump SJ 42-4
WPC_SDJ-4207 | CNP SUBMERSIBLE Pump SJ 42-7 (25hp) 18.5kw | PUMP SJ42-7 | CNP Submersible Pump SJ 42-7
WPC_SDJ-4209 | CNP SUBMERSIBLE Pump SJ 42-9 (29hp) 22kw | PUMP SJ42-9 | CNP Submersible Pump SJ 42-9
WPC_SDJ-4211 | CNP SUBMERSIBLE Pump SJ 42-11 (40hp) 30kw | PUMP SJ42-11 | CNP Submersible Pump SJ 42-11
WPC_SDJ-4214 | CNP SUBMERSIBLE Pump SJ 42-14 (49hp) 37kw | PUMP SJ42-14 | CNP Submersible Pump SJ 42-14
WPC_SDJ-6002 | CNP SUBMERSIBLE Pump SJ 60-2 (7hp) 5.5kw | PUMP SJ60-2 | CNP Submersible Pump SJ 60-2
WPC_SDJ-6005 | CNP SUBMERSIBLE Pump SJ 60-5 (20hp) 15kw | PUMP SJ60-5 | CNP Submersible Pump SJ 60-5
WPC_SDJ-6006 | CNP SUBMERSIBLE Pump SJ 60-6 (25hp) 18.5kw | PUMP SJ60-6 | CNP Submersible Pump SJ 60-6
WPC_SDJ-6007 | CNP SUBMERSIBLE Pump SJ 60-7 (29hp) 22kw | PUMP SJ60-7 | CNP Submersible Pump SJ 60-7
WPC_SDJ-6008 | CNP SUBMERSIBLE Pump SJ 60-8 (33hp) 25kw | PUMP SJ60-8 | CNP Submersible Pump SJ 60-8
WPC_SDJ-6010 | CNP SUBMERSIBLE Pump SJ 60-10 (40hp) 30kw | PUMP SJ60-10 | CNP Submersible Pump SJ 60-10
WPC_SDJ-6012 | CNP SUBMERSIBLE Pump SJ 60-12 (49hp) 37kw | PUMP SJ60-12 | CNP Submersible Pump SJ 60-12
WPC_SDJ-9506 | CNP SUBMERSIBLE Pump SJ 95-6 | PUMP SJ95-6 | CNP Submisible Pump SJ95-6
WPC_SNP-4/30 | CNP NON-CLOGGING SEWAGE Pump SP-4 (30hp) 22kw 440V | PUMP SP-4 | CNP Non-Clogging Sewage Pump SP-4 (30hp) 22kw 440V
WPC_SSW40-06/12 | CNP SEWAGE Pump 40WQ 6 - 12: 0.75kw (1hp) | PUMP WQ 6-12 | CNP Sewage Pump 40WQ 6 - 12: 0.75 (1hp)
WPC_SSW50-07/15 | CNP SEWAGE Pump 50WQ 7 - 15: 1.1kw (1.5hp) | PUMP WQ 7-15 | CNP Sewage Pump 50WQ 7 - 15: 1.1 (1.5hp)
WPC_SSW50-09/22 | CNP SEWAGE Pump 50WQ 9 - 22: 2.2kw (3hp) | PUMP WQ 9-22 | CNP Sewage Pump 50WQ 9 - 22: 2.2
WPC_SSW50-10/10 | CNP SEWAGE Pump 50WQ 10 - 10: 0.75kw (1hp) | PUMP WQ 10-10 | CNP Sewage Pump 50WQ 10 - 10: 0.75 (1hp)
WPC_SSW50-15/08 | CNP SEWAGE Pump 50WQ 15 - 8: 1.1kw (1.5hp) | PUMP WQ 15-8 | CNP Sewage Pump 50WQ 15 - 8: 1.1 (1.5hp)
WPC_SSW50-15/10 | CNP SEWAGE Pump 50WQ 15 - 10: 1.5kw (2hp) | PUMP WQ 15-10 | CNP Sewage Pump 50WQ 15 - 10: 1.5 (2hp)
WPC_SSW50-15/35 | CNP SEWAGE Pump 50WQ 15 - 35: 4kw (5hp) | PUMP WQ 15-35 | CNP Sewage Pump 50WQ 15 - 35: 4
WPC_SSW65-20/18 | CNP SEWAGE Pump 65WQ 20 - 18: 2.2kw (3hp) | PUMP WQ 20-18 | CNP Sewage Pump 65WQ 20 - 18: 2.2
WPC_SSW65-20/25 | CNP SEWAGE Pump 65WQ 20 - 25: 4kw (5hp) | PUMP WQ 20-25 | CNP Sewage Pump 65WQ 20 - 25: 4
WPC_SSW65-30/30 | CNP SEWAGE Pump 65WQ 30 - 30: 5.5kw (7hp) | PUMP WQ 30-30 | CNP Sewage Pump 65WQ 30 - 30: 5.5
WPC_V1D-0102 | CNP VERTICAL Pump CDLF 1-2 (0.5hp) 0.37kw 220v - 1 PH | PUMP CDLF 1-20 | CNP Vertical Pump CDLF1-20 (0.5hp) 0.37kw. 1 phase
WPC_V1D-0107 | CNP VERTICAL Pump CDLF 1-7 (1hp) 0.75kw 220v - 1 PH | PUMP CDLF1-70 | CNP Vertical Pump CDLF1-70 (1hp) 0.75kw. 1PHASE
WPC_V1D-0109 | CNP VERTICAL Pump CDLF 1-9 (1hp) 0.75kw 220v - 1 PH | PUMP CDLF1-90 | CNP Vertical Pump CDLF1-90 (1hp) 0.75kw. 1PHASE
WPC_V1D-0109b | CNP VERTICAL Pump CDLF 1-9 (1hp) 0.75kw 220v - 1 PH (blue) | PUMP CDLF1-90 BLUE | CNP Vertical Pump CDLF1-90 (1hp) .75kw BLUE 1PHASE
WPC_V1D-0111 | CNP VERTICAL Pump CDLF 1-11 (1.5hp) 1.1kw 220v - 1 PH | PUMP CDLF 1-110 | CNP Vertical Pump CDLF1-110 (1.5hp) 1.1kw. 1 phase
WPC_V1D-0113 | CNP VERTICAL Pump CDLF 1-13 (1.5hp) 1.1kw 220v - 1 PH | PUMP CDLF1-130 | CNP Vertical Pump CDLF1-130 (1.5hp)1.1kw. 1PHASE
WPC_V1D-0115 | CNP VERTICAL Pump CDLF 1-15 (2hp) 1.5kw 220v - 1 PH | PUMP CDLF1-15 | CNP Vertical Pump CDLF1-150 (2hp) 1.5kw. 1PHASE
WPC_V1D-0117 | CNP VERTICAL Pump CDLF 1-17 (2hp) 1.5kw 220v - 1 PH | PUMP CDLF1-170 | CNP Vertical Pump CDLF1-170 (2hp) 1.5kw. 1PHASE
WPC_V1D-0119 | CNP VERTICAL Pump CDLF 1-19 (3hp) 2.2kw 220v - 1 PH | PUMP CDLF1-190 | CNP Vertical Pump CDLF1-190 (3hp) 2.2kw. 1PHASE
WPC_V1D-0203 | CNP VERTICAL Pump CDLF 2-3 (1hp) 0.75kw 220v - 1 PH | PUMP CDLF2-30 | CNP Vertical Pump CDLF2-30 (1hp) 0.75kw. 1PHASE
WPC_V1D-0206 | CNP VERTICAL Pump CDLF 2-6 (1.5hp) 1.1kw 220v - 1 PH | PUMP CDLF2-60 1PH | CNP Vertical Pump CDLF2-60 (1.5hp) 1.1kw. 1PHASE
WPC_V1D-0207 | CNP VERTICAL Pump CDLF 2-7 (2hp) 1.5kw 220v - 1 PH | PUMP CDLF2-70 1PH | CNP Vertical Pump CDLF2-70 (2hp) 1.5kw. 1PHASE
WPC_V1D-0207f | CNP VERTICAL Pump CDLF 2-7 (2hp) 1.5kw 220v - 1 PH (flange) | PUMP CDLF2-70 1PH FL | CNP Vertical Pump CDLF2-70 (2hp) 1.5kw. 1PH. Flange
WPC_V1D-0209 | CNP VERTICAL Pump CDLF 2-9 (3hp) 2.2kw 220v - 1 PH | PUMP CDLF2-90 | CNP Vertical Pump CDLF2-90 (3hp) 2.2kw. 1PHASE
WPC_V1D-0211 | CNP VERTICAL Pump CDLF 2-11 (3hp) 2.2kw 220v - 1 PH | PUMP CDLF2-110 | CNP Vertical Pump CDLF2-110 (3hp) 2.2kw. 1PHASE
WPC_V1D-0305 | CNP VERTICAL Pump CDLF 3-5 (1hp) 0.75kw 220v - 1 PH | PUMP CDLF3-50 | CNP Vertical Pump CDLF3-5 (1hp) 0.75kw. 1PHASE
WPC_V1D-0307 | CNP VERTICAL Pump CDLF 3-7 (1.5hp) 1.1kw 220v - 1 PH | PUMP CDLF3-70 | CNP Vertical Pump CDLF3-7 (1.5hp) 1.1kw. 1PHASE
WPC_V1D-0309 | CNP VERTICAL Pump CDLF 3-9 (2hp) 1.5kw 220v - 1 PH | PUMP CDLF3-90 | CNP Vertical Pump CDLF3-90 (2hp) 1.5kw. 1PHASE
WPC_V1D-0311 | CNP VERTICAL Pump CDLF 3-11 (2hp) 1.5kw 220v - 1 PH | PUMP CDLF3-11 | CNP Vertical Pump CDLF3-11 (2hp) 1.5kw. 1PHASE
WPC_V1D-0317 | CNP VERTICAL Pump CDLF 3-17 (3hp) 2.2kw 220v - 1 PH | PUMP CDLF3-17 1P | CNP Vertical Pump CDLF3-17 (3hp) 2.2kw. 1 PHASE
WPC_V1D-0402 | CNP VERTICAL Pump CDLF 4-2 (1hp) 0.75kw 220v - 1 PH | PUMP CDLF4-20 | CNP Vertical Pump CDLF4-20 (1hp) 0.75kw. 1PHASE
WPC_V1D-0403 | CNP VERTICAL Pump CDLF 4-3 (1.5hp) 1.1kw 220v - 1 PH | PUMP CDLF4-3 1P | CNP Vertical Pump CDLF4-30 (1.5hp) 1.1kw. 1PHASE
WPC_V1D-0404 | CNP VERTICAL Pump CDLF 4-4 (2hp) 1.5kw 220v - 1 PH | PUMP CDLF4-4 1P | CNP Vertical Pump CDLF4-4 (2hp) 1.5kw. 1PHASE
WPC_V1D-0406 | CNP VERTICAL Pump CDLF 4-6 (3hp) 2.2kw 220v - 1 PH | PUMP CDLF4-60 | CNP Vertical Pump CDLF4-60 (3hp) 2.2kw. 1PHASE
WPC_V1D-0803 | CNP VERTICAL Pump CDLF 8-3 (3hp) 2.2kw 220v - 1 PH | PUMP CDLF8-3 | CNP Vertical Pump CDLF8-3 (3hp) 2.2kw. 1 PHASE
WPC_V1D-1202 | CNP VERTICAL Pump CDLF 12-2 (3hp) 2.2kw 220v - 1 PH | PUMP CDLF12-2 1PH | CNP Vertical Pump CDLF12-2 (3hp) 2.2kw 1PHASE
WPC_V3D-0112 | CNP VERTICAL Pump CDLF 1-12 (1.5hp) 1.1kw 440v - 3 PH | PUMP CDLF1-12 3P | CNP Vertical Pump CDLF1-120 (1.5hp) 1.1kw. 3 PHASE
WPC_V3D-0113 | CNP VERTICAL Pump CDLF 1-13 (1.5hp) 1.1kw 440v - 3 PH | PUMP CDLF1-13 3PH | CNP Vertical Pump CDLF1-130 (1.5hp) 1.1kw. 3 PHASE
WPC_V3D-0115 | CNP VERTICAL Pump CDLF 1-15 (2hp) 1.5kw 440v - 3 PH | PUMP CDLF1-15 3PH | CNP Vertical Pump CDLF1-150 (2hp) 1.5kw 3 PHASE
WPC_V3D-0117 | CNP VERTICAL Pump CDLF 1-17 (2hp) 1.5kw 440v - 3 PH | PUMP CDLF1-17 3PH | CNP Vertical Pump CDLF1-170 (2hp) 1.5kw 3 PHASE
WPC_V3D-0119 | CNP VERTICAL Pump CDLF 1-19 (3hp) 2.2kw 440v - 3 PH | PUMP CDLF1-19 3PH | CNP Vertical Pump CDLF1-190 (3hp) 2.2kw. 3 PHASE
WPC_V3D-0203 | CNP VERTICAL Pump CDLF 2-3 (1hp) 0.75kw 440v - 3 PH | PUMP CDLF2-30 3P | CNP Vertical Pump CDLF2-30 (1hp) 0.75kw. 3 PHASE
WPC_V3D-0205 | CNP VERTICAL Pump CDLF 2-5 (1.5hp) 1.1kw 440v - 3 PH | PUMP CDLF2-5 3P | CNP Vertical Pump CDLF2-5 (1.5hp) 1.1kw. 3 PHASE
WPC_V3D-0206 | CNP VERTICAL Pump CDLF 2-6 (1.5hp) 1.1kw 440v - 3 PH | PUMP CDLF2-6 3P | CNP Vertical Pump CDLF2-6 (1.5hp) 1.1kw. 3 PHASE
WPC_V3D-0207 | CNP VERTICAL Pump CDLF 2-7 (2hp) 1.5kw 440v - 3 PH | PUMP CDLF2-70 | CNP Vertical Pump CDLF2-70 (2hp) 1.5kw. 3 PHASE
WPC_V3D-0209 | CNP VERTICAL Pump CDLF 2-9 (3hp) 2.2kw 440v - 3 PH | PUMP CDLF2-9 3PH | CNP Vertical Pump CDLF2-90 3PHASE
WPC_V3D-0211 | CNP VERTICAL Pump CDLF 2-11 (3hp) 2.2kw 440v - 3 PH | PUMP CDLF2-110 3P | CNP Vertical Pump CDLF2-110 (3hp) 2.2kw. 3 PHASE
WPC_V3D-0213 | CNP VERTICAL Pump CDLF 2-13 (4hp) 3kw 440v - 3 PH | PUMP CDLF2-130 | CNP Vertical Pump CDLF2-13 (4hp) 3kw. 3 PHASE
WPC_V3D-0215 | CNP VERTICAL Pump CDLF 2-15 (4hp) 3kw 440v - 3 PH | PUMP CDLF2-150 | CNP Vertical Pump CDLF2-15 (4hp) 3kw. 3 PHASE
WPC_V3D-0217 | CNP VERTICAL Pump CDLF 2-17 (5hp) 4kw 440v - 3 PH | PUMP CDLF2-170 | CNP Vertical Pump CDLF2-17 (5hp) 4kw. 3 PHASE
WPC_V3D-0218 | CNP VERTICAL Pump CDLF 2-18 (5.5hp) 4kw 440v - 3 PH | PUMP CDLF2-18 | CNP Vertical Pump CDLF2-18 (5.5hp) 4kw. 3 PHASE
WPC_V3D-0303 | CNP VERTICAL Pump CDLF 3-3 (1hp) 0.75kw 440v - 3 PH | PUMP CDLF3-30 3P | CNP Vertical Pump CDLF3-3 (0.75hp) 0.55kw 3 PHASE
WPC_V3D-0305 | CNP VERTICAL Pump CDLF 3-5 (1hp) 0.75kw 440v - 3 PH | PUMP CDLF3-50 3P | CNP Vertical Pump CDLF3-5 (1hp) 0.75kw. 3 PHASE
WPC_V3D-0308 | CNP VERTICAL Pump CDLF 3-8 (1.5hp) 1.1kw 440v - 3 PH | PUMP CDLF3-8 | CNP Vertical Pump CDLF3-8 (1.5hp) 1.1kw. 3 PHASE
WPC_V3D-0309 | CNP VERTICAL Pump CDLF 3-9 (2hp) 1.5kw 440v - 3 PH | PUMP CDLF3-90 3P | CNP Vertical Pump CDLF3-90 (2hp) 1.5kw. 3 PHASE
WPC_V3D-0310 | CNP VERTICAL Pump CDLF 3-10 (2hp) 1.5kw 440v - 3 PH | PUMP CDLF3-10 3PH | CNP Vertical Pump CDLF3-100 (2hp) 1.5kw. 3 PHASE
WPC_V3D-0311 | CNP VERTICAL Pump CDLF 3-11 (2hp) 1.5kw 440v - 3 PH | PUMP CDLF3-11 3PH | CNP Vertical Pump CDLF3-11 (2hp) 1.5kw 3 PHASE
WPC_V3D-0312 | CNP VERTICAL Pump CDLF 3-12 (3hp) 2.2kw 440v - 3 PH | PUMP CDLF3-12 3ph | CNP Vertical Pump CDLF3-12 (3hp) 2.2kw. 3 PHASE
WPC_V3D-0317 | CNP VERTICAL Pump CDLF 3-17 (3hp) 2.2kw 440v - 3 PH | PUMP CDLF3-17 | CNP Vertical Pump CDLF3-17 (3hp) 2.2kw. 3 PHASE
WPC_V3D-0321 | CNP VERTICAL Pump CDLF 3-21 (4hp) 3kw 440v - 3 PH | PUMP CDLF3-21 3P | CNP Vertical Pump CDLF3-21 (4hp) 3kw. 3 PHASE
WPC_V3D-0325 | CNP VERTICAL Pump CDLF 3-25 (5.5hp) 4kw 440v - 3 PH | PUMP CDLF3-25 | CNP Vertical Pump CDLF3-25 (5.5hp) 4kw. 3 PHASE
WPC_V3D-0402 | CNP VERTICAL Pump CDLF 4-2 (1hp) 0.75kw 440v - 3 PH | PUMP CDLF4-20 3P | CNP Vertical Pump CDLF4-20 (1hp) 0.75kw. 3 PHASE
WPC_V3D-0403 | CNP VERTICAL Pump CDLF 4-3 (1.5hp) 1.1kw 440v - 3 PH | PUMP CDLF4-3 | CNP Vertical Pump CDLF4-30 (1.5hp) 1.1kw. 3 PHASE
WPC_V3D-0404 | CNP VERTICAL Pump CDLF 4-4 (2hp) 1.5kw 440v - 3 PH | PUMP CDLF4-40 | CNP Vertical Pump CDLF4-40 (2hp) 1.5kw. 3 PHASE
WPC_V3D-0405 | CNP VERTICAL Pump CDLF 4-5 (3hp) 2.2kw 440v - 3 PH | PUMP CDLF4-50 | CNP Vertical Pump CDLF4-50 (3hp) 2.2kw. 3 PHASE
WPC_V3D-0406 | CNP VERTICAL Pump CDLF 4-6 (3hp) 2.2kw 440v - 3 PH | PUMP CDLF4-60 3P | CNP Vertical Pump CDLF4-60 (3hp) 2.2kw. 3 PHASE
WPC_V3D-0408 | CNP VERTICAL Pump CDLF 4-8 (4hp) 3kw 440v - 3 PH | PUMP CDLF4-80 | CNP Vertical Pump CDLF4-80 (4hp) 3kw. 3 PHASE
WPC_V3D-0410 | CNP VERTICAL Pump CDLF 4-10 (5.5hp) 4kw 440v - 3 PH | PUMP CDLF4-10 | CNP Vertical Pump CDLF4-10 (5.5hp) 4kw. 3 PHASE
WPC_V3D-0412 | CNP VERTICAL Pump CDLF 4-12 (5.5hp) 4kw 440v - 3 PH | PUMP CDLF4-12 | CNP Vertical Pump CDLF4-12 (5.5hp) 4kw. 3 PHASE
WPC_V3D-0414 | CNP VERTICAL Pump CDLF 4-14 (7.5hp) 5.5kw 440v - 3 PH | PUMP CDLF4-14 | CNP Vertical Pump CDLF4-14 (7.5hp) 5.5kw. 3 PHASE
WPC_V3D-0416 | CNP VERTICAL Pump CDLF 4-16 (7.5hp) 5.5kw 440v - 3 PH | PUMP CDLF4-16 | CNP Vertical Pump CDLF4-16 (7.5hp) 5.5kw. 3 PHASE
WPC_V3D-0802 | CNP VERTICAL Pump CDLF 8-2 (2hp) 1.5kw 440v - 3 PH | PUMP CDLF8-2 | CNP Vertical Pump CDLF8-2 (2 hp) 1.5kw 3 PHASE
WPC_V3D-0802/1 | CNP VERTICAL Pump CDLF 8-2/1 (1hp) 0.75kw 440v - 3 PH | PUMP CDLF8-2/1 3P | CNP Vertical Pump CDLF8-2/1 (1hp) 0.75kw 3 PHASE
WPC_V3D-0803 | CNP VERTICAL Pump CDLF 8-3 (3hp) 2.2kw 440v - 3 PH | PUMP CDLF8-30 | CNP Vertical Pump CDLF8-30 (3hp) 2.2kw. 3 PHASE
WPC_V3D-0804 | CNP VERTICAL Pump CDLF 8-4 (4hp) 3kw 440v - 3 PH | PUMP CDLF8-40 | CNP Vertical Pump CDLF8-40 (4hp) 3kw. 3 PHASE
WPC_V3D-0805 | CNP VERTICAL Pump CDLF 8-5 (4hp) 3kw 440v - 3 PH | PUMP CDLF8-50 3PH | CNP Vertical Pump CDLF8-50 (4hp) 3kw 3 PHASE
WPC_V3D-0806 | CNP VERTICAL Pump CDLF 8-6 (5.5hp) 4kw 440v - 3 PH | PUMP CDLF8-6 | CNP Vertical Pump CDLF8-60 (5.5hp) 4kw 3 PHASE
WPC_V3D-0808 | CNP VERTICAL Pump CDLF 8-8 (7.5hp) 5.5kw 440v - 3 PH | PUMP CDLF8-8 | CNP Vertical Pump CDLF8-80 (7.5hp) 5.5kw. 3 PHASE
WPC_V3D-0810 | CNP VERTICAL Pump CDLF 8-10 (10hp) 7.5kw 440v - 3 PH | PUMP CDLF8-10 | CNP Vertical Pump CDLF8-10 (10hp) 7.5kw. 3 PHASE
WPC_V3D-0812 | CNP VERTICAL Pump CDLF 8-12 (10hp) 7.5kw 440v - 3 PH | PUMP CDLF8-12 | CNP Vertical Pump CDLF8-12 (10HP) 7.5kw. 3 PHASE
WPC_V3D-0814 | CNP VERTICAL Pump CDLF 8-14 (15hp) 11kw 440v - 3 PH | PUMP CDLF8-14 3P | CNP Vertical Pump CDLF8-14 (15hp) 11kw. 3 PHASE
WPC_V3D-1202 | CNP VERTICAL Pump CDLF 12-2 (3hp) 2.2kw 440v - 3 PH | PUMP CDLF12-2 3P | CNP Vertical Pump CDLF12-2 (3hp) 2.2kw. 3 PHASE
WPC_V3D-1203 | CNP VERTICAL Pump CDLF 12-3 (5.5hp) 4kw 440v - 3 PH | PUMP CDLF12-3 | CNP Vertical Pump CDLF12-3 (5.5hp) 4kw. 3 PHASE
WPC_V3D-1204 | CNP VERTICAL Pump CDLF 12-4 (7.5hp) 5.5kw 440v - 3 PH | PUMP CDLF12-4 3P | CNP Vertical Pump CDLF12-4 (7.5hp) 5.5kw. 3 PHASE
WPC_V3D-1205 | CNP VERTICAL Pump CDLF 12-5 (7.5hp) 5.5kw 440v - 3 PH | PUMP CDLF12-5 3P | CNP Vertical Pump CDLF12-5 (7.5hp) 5.5kw. 3 PHASE
WPC_V3D-1207 | CNP VERTICAL Pump CDLF 12-7 (10hp) 7.5kw 440v - 3 PH | PUMP CDLF12-7 3P | CNP Vertical Pump CDLF12-7 (10hp) 7.5kw. 3 PHASE
WPC_V3D-1208 | CNP VERTICAL Pump CDLF 12-8 (15hp) 11kw 440v - 3 PH | PUMP CDLF12-8 3P | CNP Vertical Pump CDLF12-8 (15hp) 11kw. 3 PHASE
WPC_V3D-1210 | CNP VERTICAL Pump CDLF 12-10 (15hp) 11kw 440v - 3 PH | PUMP CDLF12-10 3P | CNP Vertical Pump CDLF12-10 (15hp) 11kw. 3 PHASE
WPC_V3D-1212 | CNP VERTICAL Pump CDLF 12-12 (20hp) 15kw 440v - 3 PH | PUMP CDLF12-12 | CNP Vertical Pump CDLF12-12 (20hp) 15kw. 3 PHASE
WPC_V3D-1213 | CNP VERTICAL Pump CDLF 12-13 (20hp) 15kw 440v - 3 PH | PUMP CDLF12-13 3P | CNP Vertical Pump CDLF12-13 (20hp) 15kw. 3 PHASE
WPC_V3D-1214 | CNP VERTICAL Pump CDLF 12-14 (20hp) 15kw 440v - 3 PH | PUMP CDLF12-14 3P | CNP Vertical Pump CDLF12-14 (20hp) 15kw. 3 PHASE
WPC_V3D-1602 | CNP VERTICAL Pump CDLF 16-2 (5.5hp) 4kw 440v - 3 PH | PUMP CDLF16-20 | CNP Vertical Pump CDLF16-2 (5.5hp) 4kw. 3 PHASE
WPC_V3D-1602/1 | CNP VERTICAL Pump CDLF 16-2/1 (3hp) 2.2kw 440v - 3 PH | PUMP CDLF16-2/1 3P | CNP Vertical Pump CDLF16-2/1 (3hp) 2.2kw. 3 PHASE
WPC_V3D-1603 | CNP VERTICAL Pump CDLF 16-3 (7.5hp) 5.5kw 440v - 3 PH | PUMP CDLF16-30 | CNP Vertical Pump CDLF16-3 (7.5hp) 5.5kw. 3 PHASE
WPC_V3D-1604 | CNP VERTICAL Pump CDLF 16-4 (10hp) 7.5kw 440v - 3 PH | PUMP CDLF16-40 | CNP Vertical Pump CDLF16-4 (10hp) 7.5kw. 3 PHASE
WPC_V3D-1605 | CNP VERTICAL Pump CDLF 16-5 (15hp) 11kw 440v - 3 PH | PUMP CDLF16-5 3phase | CNP Vertical Pump CDLF16-5 (15hp) 11kw. 3 PHASE
WPC_V3D-1606 | CNP VERTICAL Pump CDLF 16-6 (15hp) 11kw 440v - 3 PH | PUMP CDLF16-6 | CNP Vertical Pump CDLF16-6 (15hp) 11kw. 3 PHASE
WPC_V3D-1607 | CNP VERTICAL Pump CDLF 16-7 (20hp) 15kw 440v - 3 PH | PUMP CDLF16-7 | CNP Vertical Pump CDLF16-7 (20hp) 15kw. 3 PHASE
WPC_V3D-1608 | CNP VERTICAL Pump CDLF 16-8 (20hp) 15kw 440v- 3 PH | PUMP CDLF16-80 | CNP Vertical Pump CDLF16-8 (20hp) 15kw. 3 PHASE
WPC_V3D-1610 | CNP VERTICAL Pump CDLF 16-10 (25hp) 18.5kw 440v - 3 PH | PUMP CDLF16-10 | CNP Vertical Pump CDLF16-10 (25hp) 18.5kw. 3 PHASE
WPC_V3D-2002 | CNP VERTICAL Pump CDLF 20-2 (5.5hp) 4kw 440v - 3 PH | PUMP CDLF20-2 3P | CNP Vertical Pump CDLF20-2 (5.5hp) 4kw. 3 PHASE
WPC_V3D-2003 | CNP VERTICAL Pump CDLF 20-3 (7.5hp) 5.5kw 440v - 3 PH | PUMP CDLF20-3 | CNP Vertical Pump CDLF20-3 (7.5hp) 5.5kw. 3 PHASE
WPC_V3D-2004 | CNP VERTICAL Pump CDLF 20-4 (10hp) 7.5kw 440v - 3 PH | PUMP CDLF20-4 3P | CNP Vertical Pump CDLF20-4 (10hp) 7.5kw. 3 PHASE
WPC_V3D-2006 | CNP VERTICAL Pump CDLF 20-6 (15hp) 11kw 440v - 3 PH | PUMP CDLF20-6 | CNP Vertical Pump CDLF20-6 (15hp) 11kw. 3 PHASE
WPC_V3D-2008 | CNP VERTICAL Pump CDLF 20-8 (20hp) 15kw 440v - 3 PH | PUMP CDLF20-8 | CNP Vertical Pump CDLF20-8 (20hp) 15kw. 3 PHASE
WPC_V3D-2010 | CNP VERTICAL Pump CDLF 20-10 (25hp) 18.5kw 440v - 3 PH | PUMP CDLF20-1 3P | CNP Vertical Pump CDLF20-100(25hp) 18.5kw. 3 PHASE
WPC_V3D-3210 | CNP VERTICAL Pump CDLF 32-10 (5.5hp) 4kw 440v - 3 PH | PUMP CDLF32-10 3P | CNP Vertical Pump CDLF32-10 (5.5hp) 4kw. 3 PHASE
WPC_V3D-32100/2 | CNP VERTICAL Pump CDLF 32-100/2 (40hp) 30kw 440v - 3 PH | PUMP CDLF32-100/2 3P | CNP Vertical Pump CDLF32-100/2 (40hp) 30kw. 3 PHASE
WPC_V3D-3220 | CNP VERTICAL Pump CDLF 32-20 (10hp) 7.5kw 440v - 3 PH | PUMP CDLF32-20 | CNP Vertical Pump CDLF32-20 (10hp) 7.5kw. 3 PHASE
WPC_V3D-3220/2 | CNP VERTICAL Pump CDLF 32-20/2 (7.5hp) 5.5kw 440v - 3 PH | PUMP CDLF32-20/2 | CNP Vertical Pump CDLF32-20/2 (7.5hp) 5.5kw. 3 PH
WPC_V3D-3230 | CNP VERTICAL Pump CDLF 32-30 (15hp) 11kw 440v - 3 PH | PUMP CDLF32-30 | CNP Vertical Pump CDLF32-30 (15hp) 11kw. 3 PHASE
WPC_V3D-3230/2 | CNP VERTICAL Pump CDLF 32-30/2 (10hp) 7.5kw 440v - 3 PH | PUMP CDLF32-30/2 | CNP Vertical Pump CDLF32-30/2 (10hp) 7.5kw. 3 PHASE
WPC_V3D-3240 | CNP VERTICAL Pump CDLF 32-40 (20hp) 15kw 440v - 3 PH | PUMP CDLF32-40 3P | CNP Vertical Pump CDLF32-40 (20hp) 15kw. 3 PHASE
WPC_V3D-3260 | CNP VERTICAL Pump CDLF32-60 (25hp) 18.5kw 440v - 3 PH | PUMP CDLF32-60 3P | CNP Vertical Pump CDLF32-60 (25hp) 18.5kw. 3 PHASE
WPC_V3D-3270/2 | CNP VERTICAL Pump CDLF 32-70/2 (30hp) 22kw 440v - 3 PH | PUMP CDLF32-70/2 3P | CNP Vertical Pump CDLF32-70/2 (30hp) 3 PHASE
WPC_V3D-3280/2 | CNP VERTICAL Pump CDLF 32-80/2 (30hp) 22kw 440v - 3 PH | PUMP CDLF32-80 3P | CNP Vertical Pump CDLF32-80/2 (30hp) 22kw. 3 PHASE
WPC_V3D-3290 | CNP VERTICAL Pump CDLF 32-90 (40hp) 30kw 440v - 3 PH | PUMP CDLF32-90 3P | CNP Vertical Pump CDLF32-90 (40hp) 30kw. 3 PHASE
WPC_V3D-4210 | CNP VERTICAL Pump CDLF 42-10 (10hp) 7.5kw 440v - 3 PH | PUMP CDLF42-10 3P | CNP Vertical Pump CDLF42-10 (10hp) 7.5kw. 3 PHASE
WPC_V3D-4220 | CNP VERTICAL Pump CDLF 42-20 (20hp) 15kw 440v - 3 PH | PUMP CDLF42-20 | CNP Vertical Pump CDLF42-20 (20hp) 15kw. 3 PHASE
WPC_V3D-4220/2 | CNP VERTICAL Pump CDLF 42-20/2 (15hp) 11kw 440v - 3 PH | PUMP CDLF42-20/2 | CNP Vertical Pump CDLF42-20/2 (15hp) 11kw. 3 PHASE
WPC_V3D-4230 | CNP VERTICAL Pump CDLF 42-30 (25hp) 18.5kw 440v - 3 PH | PUMP CDLF42-30 | CNP Vertical Pump CDLF42-30 (25hp) 18.5kw. 3 PHASE
WPC_V3D-4240/2 | CNP VERTICAL Pump CDLF 42-40/2 (30hp) 22kw 440v - 3 PH | PUMP CDLF42-40/2 | CNP Vertical Pump CDLF42-40/2 (30hp) 22kw. 3 PHASE
WPC_V3D-4250 | CNP VERTICAL Pump CDLF 42-50 (40hp) 30kw 400v - 3 PH | PUMP CDLF42-50 | CNP Vertical Pump CDLF42-50 (40hp) 30kw. 400v 3 PH
WPC_V3D-4260 | CNP VERTICAL Pump CDLF 42-60 (50hp) 37kw 400v - 3 PH | PUMP CDLF42-60 | CNP Vertical Pump CDLF42-60 (50hp) 37kw. 400v 3 PH
WPC_V3D-4270 | CNP VERTICAL Pump CDLF 42-70 (60hp) 45kw 400v - 3 PH | PUMP CDLF42-70 | CNP Vertical Pump CDLF42-70 (60hp) 45kw. 400v 3 PH
WPC_V3D-6510 | CNP VERTICAL Pump CDLF 65-10 (15hp) 11kw 440v - 3 PH | PUMP CDLF65-10 3P | CNP Vertical Pump CDLF65-10 (15hp) 11kw. 3 PHASE
WPC_V3D-6520 | CNP VERTICAL Pump CDLF 65-20 (30hp) 22kw 440v - 3 PH | PUMP CDLF65-20 | CNP Vertical Pump CDLF65-20 (30hp) 22kw. 3 PHASE
WPC_V3D-6530 | CNP VERTICAL Pump CDLF 65-30 (40hp) 30kw 440v - 3 PH | PUMP CDLF65-30 | CNP Vertical Pump CDLF65-30 (40hp) 30kw. 3 PHASE
WPC_V3D-6530/2 | CNP VERTICAL Pump CDLF 65-30/2 (30hp) 22kw 440v - 3 PH | PUMP CDLF65-30/2 3P | CNP Vertical Pump CDLF65-30/2 (30hp) 22kw. 3 PHASE
WPC_V3D-8520/2 | CNP VERTICAL Pump CDLF 85-20/2 (25hp) 18.5kw 440v - 3 PH | PUMP CDLF85-20/2 | CNP Vertical Pump CDLF85-20/2 (25hp) 15kw 3 PHASE
WPC_V3D-8530/2 | CNP VERTICAL Pump CDLF 85-30/2 (50hp) 37kw 440v - 3 PH | PUMP CDLF85-30/2 3P | CNP Vertical Pump CDLF85-30/2 (50hp) 37kw. 3 PHASE
WPD_S1C-0750 | SODAINA CONTROL BOX MOTOR 750W (1hp) - 1PH | PUMP SJM-750w TBOX60 | SODAINA Control Box Motor 750w 1PH
WPD_S1C-1100 | SODAINA CONTROL BOX MOTOR 1100W (1.5hp) - 1PH | PUMP SJM-1100w TBOX60 | SODAINA Control Box Motor 1100w 1PH
WPD_S1C-1500 | SODAINA CONTROL BOX MOTOR 1500W (2hp) - 1PH | PUMP SJM-1500w TBOX60 | SODAINA Control Box Motor 1500w 1PH
WPD_S1C-2200 | SODAINA CONTROL BOX MOTOR 2200W (3hp) - 1PH | PUMP SJM-2200w TBOX50 | SODAINA Control Box Motor 2200w 1PH
WPD_S1C-3700 | SODAINA CONTROL BOX MOTOR 3700W (5hp) - 1PH | PUMP SJM-3700w TBOX60 | SODAINA Control Box Motor 3700w 1PH
WPD_S1M-0750 | SODAINA SUBMERSIBLE MOTOR (1hp) 750W 6A - 1PH | PUMP SJM-750w JB2B | SODAINA Submersible Motor 750w 6a 1PH
WPD_S1M-1100 | SODAINA SUBMERSIBLE MOTOR (1.5hp) 1100W 8.3A - 1PH | PUMP SJM-1100w MB2B | SODAINA Submersible Motor 1100w 8.3a 1PH
WPD_S1M-1500 | SODAINA SUBMERSIBLE MOTOR (2hp) 1500W 10.3A - 1PH | PUMP SJM-1500w PB2B | SODAINA Submersible Motor 1500w 10.8a 1PH
WPD_S1M-2200/15 | SODAINA SUBMERSIBLE MOTOR (3hp) 2200W 15.1A - 1PH | PUMP SJM-2200w RB2B | SODAINA Submersible Motor 2200w 15.1a 1PH
WPD_S1M-3700 | SODAINA SUBMERSIBLE MOTOR (5hp) 3700W 24.6A - 1PH | PUMP SJM-3700w TD15-T | SODAINA Submersible Motor 3700w 24.6a 1PH
WPD_S3M1-07 | SODAINA SUBMERSIBLE MOTOR 7A (2hp) 1.5kw - 1PH | PUMP SJM-1.5kw LB15 | SODAINA Submersible Motor (2hp) 1.5kw 7a 1PH
WPD_S3M1-10 | SODAINA SUBMERSIBLE MOTOR 10.6A (3hp) 2.2kw - 1PH | PUMP SJM-2.2kw NC15 | SODAINA Submersible Motor (3hp) 2.2kw 10.6a 1PH
WPD_S3M1-17 | SODAINA SUBMERSIBLE MOTOR 17A (5hp) 3.7kw - 1PH | PUMP SJM-3.7kw SD15 | SODAINA Submersible Motor (5hp) 3.7kw 17a 1PH
WPD_S3M1-24 | SODAINA SUBMERSIBLE MOTOR 24.9A (7.5hp) 5.5kw - 1PH | PUMP SJM-5.5kw TD15 | SODAINA Submersible Motor (7.5hp) 5.5kw 24.9a 1PH
WPD_S3M3-07 | SODAINA SUBMERSIBLE MOTOR 7A (2hp) 1.5kw - 3PH | PUMP SJM-1.5kw LB15-3 | SODAINA Submersible Motor (2hp) 1.5kw 7a 3PH
WPD_S3M3-10 | SODAINA SUBMERSIBLE MOTOR 10.6A ( 3hp) 2.2kw - 3PH | PUMP SJM-2.2kw NC15-3 | SODAINA Submersible Motor (3hp) 2.2kw 10.6a 3PH
WPD_S3M3-17 | SODAINA SUBMERSIBLE MOTOR 17A (5hp) 3.7kw - 3PH | PUMP SJM-3.7kw SD15-3 | SODAINA Submersible Motor (5hp) 3.7kw 17a 3PH
WPD_S3M3-24 | SODAINA SUBMERSIBLE MOTOR 24.9A (7.5hp) 5.5kw - 3PH | PUMP SJM-5.5kw TD15-3 | SODAINA Submersible Motor (7.5hp) 5.5kw 24.9a 3PH
WPG_CR1-15 | GRUNDFOS PUMP CR 1-15 | PUMP GRU 1-15 | GRUNDFOS PUMP CR 1-15
WPG_CR1-17 | GRUNDFOS PUMP CR 1-17 | PUMP GRU 1-17 | GRUNDFOS PUMP CR 1-17
WPG_LBT-0750 | G-LONG PUMP BTP - 750 | PUMP_BTP750 | JULONG PUMP BTP - 750
WPG_LBT-1500 | G-LONG PUMP BTP - 1500 | PUMP_BTP1500 | JULONG PUMP BTP - 1500
WPG_LFC-0750 | G-LONG PUMP FCP - 750 1HP | PUMP_FCP750 | JULONG PUMP FCP - 750 1HP
WPG_LFC-1100 | G-LONG PUMP FCP - 1100S (1.5hp) 1.1kw | PUMP_FCP110052 | JULONG PUMP FCP - 1100S2 1.5HP (1.1kw)
WPG_LFC-2200 | G-LONG PUMP FCP - 2200S (3HP) 2.2kw | PUMP_FCP2200S | JULONG PUMP FCP - 2200S 3HP (2.2kw)
WPG_LJP-080 | G-LONG PUMP JP - 80 (3/4hp) | PUMP_JP80 | JULONG PUMP JP - 80 (3/4hp)
WPG_LJS-060 | G-LONG PUMP JS - 60 (1/2hp) | PUMP_JS60 | JULONG PUMP JS - 60 (1/2hp)
WPG_LJS-080 | G-LONG PUMP JS - 80 (3/4hp) | PUMP_JS80 | JULONG PUMP JS - 80 (3/4hp)
WPG_LJS-100 | G-LONG PUMP JS - 100 (1hp) | PUMP_JS100 | JULONG PUMP JS - 100 (1hp)
WPO_FM-2702 | WATER FOG MACHINE model# 2702 | PUMP FM2702 | FOG MACHINE model# 2702
WPO_FM-3703 | WATER FOG MACHINE model# 3703 | PUMP FM3703 | FOG MACHINE model# 3703
WPO_MA-01 | AUTOMATIC PUMP CONTROLLER (hydro control) | PUMP-APC 3 | AUTOMATIC PUMP CONTROLLER (hydro control)
WPO_MA-02 | MAZAKI AUTOMATIC PRESS CONTROL (MAC 02) | PUMP-APC 2 | AUTOMATIC PRESS CONTROL (MAC 02)
WPO_MA-03 | MAZAKI AUTOMATIC PUMP CONTROL (MAC 03) | PUMP-APC 1 | AUTOMATIC PUMP CONTROL (MAC 03)
WPO_MA-04 | MAZAKI AUTOMATIC PUMP CONTROL 1*1/4" (yellow) | PUMP-APCY | AUTOMATIC PUMP CONTROL 1*1/4" (yellow)
WPO_RP-100C | ROTARY VANE PROCON 100 GPH - CLAMP TYPE | PUMP PRO 100 | PROCON 100 GPH CLAMP TYPE
WPO_RP-125C | ROTARY VANE PROCON 125 GPH - CLAMP (102A125F11AA-225V(1533) | PUMP PRO 125 | PROCON 125 GPH CLAMP TYPE
WPO_RP-240B | ROTARY VANE PROCON 240 GPH - BOLT-ON (104E240F(2507)) | PUMP PRO 240B | PROCON 240 GPH BOLT-ON
WPO_RP-240C | ROTARY VANE PROCON 240 GPH - CLAMP | PUMP PRO 240 | PROCON 240 GPH CLAMP TYPE
WPO_RP-330B | ROTARY VANE PROCON 330 GPH (104E330F(2539)) | PUMP PRO | PROCON 330 GPH
WPO_RR-240B | ROTARY VANE ROTOFLOW 240 GPH - BOLT-ON | PUMP ROTO 240 | ROTOFLOW 240 GPH BOLT-ON
WPO_RR-240C | ROTARY VANE ROTOFLOW 240 GPH - CLAMP TYPE | PUMP ROTO 240C | ROTOFLOW 240 GPH CLAMP TYPE
WPO_RR-330B | ROTARY VANE ROTOFLOW 330 GPH | PUMP ROTO | ROTOFLOW 330 GPH
WPO_ST-603 | TEKNA ELECTRONIC MATERIAL PUMP - AKS603NHP0800 | PUMP-TVP | TEKNA ELECTRONIC MATERIAL PUMP - AKS603NHP0800
WPO_ST-800 | TEKNA SEKO METERING PUMP - AKS800NHP0800 | PUMP-SMP800 | SEKO METERING PUMP - AKS800NHP0800
WPO_TM-12C | TONGTAI MOTOR 1/2HP (125GPH - CLAMP) | PUMP_02 | MOTOR 1/2HP (125GPH)
WPO_TM-1B | TONGTAI MOTOR 1HP (BOLT ON) | PUMP_01 | MOTOR 1HP (HANTECH)
WPO_TM-1C | TONGTAI MOTOR 1HP (CLAMP TYPE) | PUMP_03 | MOTOR IHP (CLAMP TYPE)
WPO_TM-LJ | LABJOY ONLY (motor 1hp) | PUMP_0L | LABJOY ONLY (motor 1hp)
WPR_CA-2411 | D-2411 CCK ADAPTOR 220V | PUMP CCKD2411 (220V) | CCK ADAPTOR D2411 MODEL (220V)
WPR_CP-900 | R.O900-EZ CCK BOOSTER PUMP 90psi (0.31GPM) | PUMP CCKR.O-900EZ | CCK PUMP R.O900-EZ (0.31GPM)90 PSI
WPR_EA-22 | EMPRESS ADAPTOR 220v 50HZ (JK-22412) | PUMP EMP ADAP 220v50HZ | EMPRESS ADAPTOR 220v 50HZ (JK-22412)
WPR_ED-31 | EMPRESS DIAPHRAGM PUMP 50GPD (0.31GPM) | PUMP EMP BOAST 50GPD | EMPRESS DIAPHRAGM PUMP 50GPD (0.31gpm)
WPR_KFA-57 | SP57 KEMFLO ADAPTOR 50GPD (50HZ) | PUMP KEM-AR50 | KEMFLO ADAPTOR 50GPD (SP57/50HZ)
WPR_KFA-66 | SP66 KEMFLO ADAPTOR 100GPD (50HZ) | PUMP KEM-AR100 | KEMFLO ADAPTOR 100GPD (SP66/50HZ)
WPR_KFP-10 | KEMFLO BOOSTER PUMP 50GPD (1.0LPM-110PSI) | PUMP KEM-50GPD | KEMFLO 50GPD (1.0LPM 110PSI)
WPR_KFP-18 | KEMFLO BOOSTER PUMP 100GPD (1.8LPM-110PSI) | PUMP KEM-100 | KEMFLO 100GPD (1.8LPM 110PSI)
WPR_KPA-15 | KPL BOOSTER ADAPTOR 50 GPD 1.5A | PUMP KPLBP50 | KPL BOOSTER ADAPTOR 50 GPD 1.5A
WPR_KPA-2 | KPL BOOSTER ADAPTOR 100 GPD 2A | PUMP KPLBP100 | KPL BOOSTER ADAPTOR 100 GPD 2A
WPR_KPP-135 | KPL BOOSTER PUMP 50 GPD 1.35 LPM | PUMP KPL ADAP1 | KPL BOOSTER PUMP 50 GPD 1.35 LPM
WPR_KPP-275 | KPL BOOSTER PUMP 100 GPD 2.75 LPM | PUMP KPL ADAP2 | KPL BOOSTER PUMP 100 GPD 2.75 LPM
WPS_BJZ-037 | BJZ-037 SELF-PRIMING JET PUMP | PUMP BJZ037 | SELF-PRIMING JET PUMP - BJZ037
WPS_BJZ-075 | BJZ-075 SELF-PRIMING JET PUMP | PUMP BJZ75 | SELF-PRIMING JET PUMP - BJZ75
WPS_BJZ-100 | BJZ-100 SELF-PRIMING JET PUMP | PUMP BJZ100 | SELF-PRIMING JET PUMP - BJZ100
WPS_BJZ-150 | BJZ-150 SELF-PRIMING JET PUMP | PUMP BJZ150 | SELF-PRIMING JET PUMP - BJZ150
WPS_BPC | B600-2001 AUTOMATIC PUMP CONTROL | PUMP-APCB600 | AUTOMATIC PUMP CONTROL B600-2001 model
WPS_BPCC | B600-2001 PUMP CONTROL CENSOR | PUMP-CCB600 | PUMP CONTROL CENSOR B600-2001 model
WPS_CMD-14S | CMD-14S 1HP 220V 60Hz | PUMP CMD-14S | CMD-14S 1HP 220V 60Hz
WPS_FCP-8021 | FCP-8021 JET GARDEN PUMP (0.55kw) | PUMP FCP 802-1 | JET GARDEN PUMP FCP 802-1 (0.55kw)
WPS_GMA-16S | GMA-16S 1HP 220V 60Hz | PUMP GMA-16S | GMA-16S 1HP 220V 60Hz
WPS_SEP-100 | SEP-100 SWIMMING POOL PUMP | PUMP SEP100 | SWIMMING POOL PUMP SEP100 model
WPW_10-5 | WS-1029 SEAWATER High Pressure Pump (5hp) 3.9kw 220v | PUMP WS-1025 3.9kw. | WS-1025 Seawater High Press. Pump (5hp) 3.9kw 220v
WPW_20-2 | WS-2024 SEAWATER High Pressure Pump (2hp) 1.5kw 220v | PUMP WS-2024 1.5kw. | WS-2024 Seawater High Press. Pump (2hp) 1.5kw 220v
WPW_20-3 | WS-2024 SEAWATER High Pressure Pump (3hp) 2.2kw 220v | PUMP WS-2024 2.2kw. | WS-2024 Seawater High Press. Pump (3hp) 2.2kw 220v
WPW_20-8 | WS-2024 SEAWATER Pump (8.7hp) 6.5kw | PUMP WS-2024 6.5kw. | WS-2024 Seawater Pump (8.7hp) 6.5kw
WPW_20-87 | WS-2024 SEAWATER Pump (8.7hp) 6.5kw W/PULLY 8 INCHES | PUMP WS-2024 PULLY | WS-2024 Seawater Pump (8.7hp) 6.5kw w/Pully 8 inch.
WP_CL-012 | PPR CLAMP 1/2" | PPR- CLAMP 1/2" | PPR CLAMP 1/2"
WP_CL-034 | PPR CLAMP 3/4" | PPR- CLAMP 3/4" | PPR CLAMP 3/4"
WP_CL-100 | PPR CLAMP 1" | PPR- CLAMP 1" | PPR CLAMP 1"
WP_CP-012 | PPR COUPLING PLAIN 1/2" | PPR-CP1/2" | PPR COUPLING PLAIN 1/2"
WP_CP-034 | PPR COUPLING PLAIN 3/4" | PPR-CP3/4" | PPR COUPLING PLAIN 3/4"
WP_CP-100 | PPR COUPLING PLAIN 1" | PPR-CP1" | PPR COUPLING PLAIN 1"
WP_ECP-012 | PPR END CAP PLAIN 1/2" | PPR-EC1/2" | PPR END CAP PLAIN 1/2"
WP_ECP-034 | PPR END CAP PLAIN 3/4" | PPR-EC3/4" | PPR END CAP PLAIN 3/4"
WP_ECP-100 | PPR END CAP PLAIN 1" | PPR-EC1" | PPR END CAP PLAIN 1"
WP_ECT-012 | PPR END CAP THREADED 1/2" | PPR-ECT1/2 | PPR END CAP THREADED 1/2"
WP_ECT-034 | PPR END CAP THREADED 3/4" | PPR-ECT3/4 | PPR END CAP THREADED 3/4"
WP_EP45-012 | PPR 45? ELBOW PLAIN 1/2" | PPR- 45˚ ELBOW1/2 | PPR 45˚ ELBOW PLAIN 1/2
WP_EP45-034 | PPR 45? ELBOW PLAIN 3/4" | PPR- 45˚ ELBOW3/4 | PPR 45˚ ELBOW PLAIN 3/4
WP_EP45-100 | PPR 45? ELBOW PLAIN 1" | PPR- 45˚ ELBOW | PPR 45˚ ELBOW PLAIN 1"
WP_EP90-012 | PPR 90? ELBOW PLAIN 1/2" | PPR-90˚EP1/2 | PPR 90˚ ELBOW PLAIN 1/2"
WP_EP90-034 | PPR 90? ELBOW PLAIN 3/4" | PPR-90˚EP3/4 | PPR 90˚ ELBOW PLAIN 3/4"
WP_EP90-03412 | PPR 90? ELBOW PLAIN 3/4" x 1/2" | PPR-90˚EP3/4x1/2 | PPR 90˚ ELBOW PLAIN 3/4 x 1/2
WP_EP90-100 | PPR 90? ELBOW PLAIN 1" | PPR-90˚EP1 | PPR 90˚ ELBOW PLAIN 1"
WP_EP90-112 | PPR 90? ELBOW PLAIN 1" x 1/2" | PPR-90˚EP1x1/2 | PPR 90˚ ELBOW PLAIN 1 x 1/2
WP_EP90-134 | PPR 90? ELBOW PLAIN 1" x 3/4" | PPR-90˚EP1x3/4 | PPR 90˚ ELBOW PLAIN 1 x 3/4
WP_FA-012 | PPR FEMALE ADAPTOR 1/2" | PPR- F ADP1/2 | PPR FEMALE ADAPTOR 1/2
WP_FA-034 | PPR FEMALE ADAPTOR 3/4" | PPR- F ADP3/4 | PPR FEMALE ADAPTOR 3/4
WP_FA-100 | PPR FEMALE ADAPTOR 1" | PPR- F ADP1" | PPR FEMALE ADAPTOR 1"
WP_FA-114 | PPR FEMALE ADAPTOR 1" x 1/4" | PPR- F ADP1X1/4 | PPR FEMALE ADAPTOR 1 x 11/4
WP_FE-012 | PPR FEMALE ELBOW 1/2" | PPR F ELB1/2 | PPR FEMALE ELBOW 1/2"
WP_FE-034 | PPR FEMALE ELBOW 3/4" | PPR F ELB3/4 | PPR FEMALE ELBOW 3/4"
WP_FE-100 | PPR FEMALE ELBOW 1" | PPR F ELB1 | PPR FEMALE ELBOW 1"
WP_FP-012 | PPR FEMALE PATENTE THREADED 1/2" | PPR- PATENTE1/2" | PPR FEMALE PATENTE THREADED 1/2"
WP_FP-034 | PPR FEMALE PATENTE THREADED 3/4" | PPR- PATENTE3/4" | PPR FEMALE PATENTE THREADED 3/4"
WP_FP-100 | PPR FEMALE PATENTE THREADED 1" | PPR- PATENTE1 | PPR FEMALE PATENTE THREADED 1"
WP_FT-012 | PPR FEMALE TEE THREADED 1/2" | PPR- TH1/2 | PPR FEMALE TEE THREADED 1/2
WP_FT-034 | PPR FEMALE TEE THREADED 3/4" | PPR- TH3/4 | PPR FEMALE TEE THREADED 3/4"
WP_FT-100 | PPR FEMALE TEE THREADED 1" | PPR- TH1 | PPR FEMALE TEE THREADED 1'
WP_GV-012 | PPR GATE VALVE 1/2" | PPR-GV1/2 | PPR GATE VALVE 1/2"
WP_GV-034 | PPR GATE VALVE 3/4" | PPR-GV3/4 | PPR GATE VALVE 3/4"
WP_GV-100 | PPR GATE VALVE 1" | PPR-GV1 | PPR GATE VALVE 1"
WP_IR-03412 | PPR INSIDE REDUCER 3/4" x 1/2" | PPR- IR3/4X1 | PPR INSIDE REDUCER 3/4 x 1/2
WP_IR-112 | PPR INSIDE REDUCER 1" x 1/2" | PPR- IR1x1/2 | PPR INSIDE REDUCER 1 x 1/2
WP_IR-134 | PPR INSIDE REDUCER 1" x 3/4" | PPR- IR1x3/4 | PPR INSIDE REDUCER 1 x 3/4
WP_MA-012 | PPR MALE ADAPTOR 1/2" | PPR M ADP 1/2 | PPR MALE ADAPTOR 1/2
WP_MA-034 | PPR MALE ADAPTOR 3/4" | PPR- M ADP3/4 | PPR MALE ADAPTOR 3/4
WP_MA-100 | PPR MALE ADAPTOR 1" | PPR M ADP 1 | PPR MALE ADAPTOR 1"
WP_ME-012 | PPR MALE ELBOW 1/2" | PPR-M ELB1/2 | PPR MALE ELBOW 1/2"
WP_ME-034 | PPR MALE ELBOW 3/4" | PPR-M ELB3/4 | PPR MALE ELBOW 3/4
WP_ME-100 | PPR MALE ELBOW 1" | PPR-M ELB1 | PPR MALE ELBOW 1"
WP_MP-012 | PPR MALE PATENTE THREADED 1/2" | PPR- M PT1/2" | PPR MALE PATENTE THREADED 1/2"
WP_MP-034 | PPR MALE PATENTE THREADED 3/4" | PPR- M PT3/4" | PPR MALE PATENTE THREADED 3/4"
WP_MP-100 | PPR MALE PATENTE THREADED 1" | PPR- M PT1" | PPR MALE PATENTE THREADED 1"
WP_MT-012 | PPR MALE TEE THREADED 1/2" | PPR-M TT1/2 | PPR MALE TEE THREADED 1/2"
WP_OR-03412 | PPR OUTSIDE REDUCER 3/4" x 1/2" | PPR-OR3/4x1/2 | PPR OUTSIDE REDUCER 3/4 x 1/2
WP_OR-1012 | PPR OUTSIDE REDUCER 1" x 1/2" | PPR-OR1x1/2 | PPR OUTSIDE REDUCER 1 x 1/2
WP_OR-1034 | PPR OUTSIDE REDUCER 1" x 3/4" | PPR-OR3/4x1 | PPR OUTSIDE REDUCER 1 x 3/4
WP_OR-1141 | PPR OUTSIDE REDUCER 1*1/4" x 1" | PPR-OR1*1/2x1 | PPR OUTSIDE REDUCER 1*1/4 x 1
WP_PG-012 | PPR PIPE GREEN 1/2" | PPR -P1/2 | PPR PIPE GREEN 1/2"
WP_PG-034 | PPR PIPE GREEN 3/4" | PPR -P3/4 | PPR PIPE GREEN 3/4
WP_PG-100 | PPR PIPE GREEN 1" | PPR -P1 | PPR PIPE GREEN 1"
WP_TP-012 | PPR TEE PLAIN 1/2" | PPR- TP1/2 | PPR TEE PLAIN 1/2"
WP_TP-034 | PPR TEE PLAIN 3/4" | PPR- TP3/4" | PPR TEE PLAIN 3/4"
WP_TP-100 | PPR TEE PLAIN 1" | PPR- TP1 | PPR TEE PLAIN 1"
WP_TP-1134 | PPR TEE PLAIN 1" x 1" x 3/4" | PPR- TP1x3/4 | PPR TEE PLAIN 1 x 1 x 3/4
WP_TP-121234 | PPR TEE PLAIN 1/2" x 1/2" x 3/4" | PPR- TP1/2x3/4 | PPR TEE PLAIN 1/2 x 1/2 x 3/4
WP_TP-343412 | PPR TEE PLAIN 3/4" x 3/4" x 1/2" | PPR- TP3/4x1/2 | PPR TEE PLAIN 3/4 x 3/4 x 1/2
WP_WK | PPR WELDING KIT HEATER MACHINE | PPR- HEATER | PPR WELDING KIT HEATER MACHINE
WP_WP-1 | PPR WHITE PIPE 1" | PPR-WP1 | PPR WHITE PIPE 1"
WP_WP-2 | PPR WHITE PIPE 2" | PPR-WP2 | PPR WHITE PIPE 2"
WRO_DRO | DISPLAY R.O-12 400GPD STAINLESS R.O w/O PUMP | RO_400SS | R.O-12 400GPD STAINLESS R.O
WRO_DRP-75 | DISPLAY R.O-75P 400 GPD R.O MACHINE | RO_75P-400 | 400 GPD R.O MACHINE MODELR.O-75P-400
WRO_EDF-150B | EMPRESS EDF-150B T3S 10" DISPOSABLE cartridge | CARTRIDGE_14 | EMPRESS T3S - EDF-150B DISPOSABLE Cartridge (tayo)
WRO_EDF-250 | EMPRESS EDF-250 R.O SYSTEM DISPOSABLE cartridge | RO_EMP ST50 EDF-250 | EMPRESS ST-50 - EDF-250 DISPOSABLE Cartridge R.O
WRO_EDR-500 | EMPRESS EDR-500 R.O SYSTEM w/ CASING DISPOSABLE cartridge | RO_EMP ST50 EDR-500 | EMPRESS ST-50 - EDR-500 w/ CASING DISPOSABLE R.O
WRO_EWF-010 | EMPRESS EWF-10 S2S 10" | CARTRIDGE_16 | EMPRESS S2S 10" CARTRIDGE (single)
WRO_EWF-050 | EMPRESS EWF-50 D2S 10" | CARTRIDGE_10 EWF-50 | EMPRESS D2S 10" (dual cartridge)
WRO_EWF-100A | EMPRESS EWF-100A T3S 10" w/ KIT FITTINGS | CARTRIDGE_EMP 3S EWF-100A | 3-STAGE WATER FILTER EWF -100A W/ KIT-FITTINGS
WRO_EWF-100B | EMPRESS EWF-100B T3S 10" w/OUT KIT FITTINGS | CARTRIDGE_EMP 3S EWF-100B | 3-STAGE WATER FILTER EWF -100B W/OUT KIT-FITTINGS
WRO_EWF-200 | EMPRESS EWF-200 R.O SYSTEM ST-50 | RO_EMP ST50 EWF-200 | EMPRESS ST-50 - EWF-200 R.O SYSTEM
WRO_EWF-400 | EMPRESS EWF- ST-200 R.O SYSTEM | RO_EMP ST200 | EMPRESS ST-200 R.O SYSTEM
WRO_EWF-600 | EMPRESS EWF- ST-400 R.O SYSTEM | RO_EMP ST400 | EMPRESS ST-400 R.O SYSTEM
WRO_EWP-2 | EUREKA EWPS-2S D2S 10" | CARTRIDGE_11 EUR D2S | EUREKA D2S 10" (dual cartridge)
WRO_EWP-3 | EUREKA EWPS-3S T3S 10" | CARTRIDGE_12 EUR T3S | EUREKA T3S 10" (triple cartridge)
WRO_SGE | SALE - G.E MERLIN R.O SYSTEM | RO_GE | G.E MERLIN R.O SYSTEM
WRO_SHS | SALE - HYDROSEP SUPERIOR FILTER 50 GPD | PUR_HYDRO | HYDROSEP SUPERIOR FILTER
WRO_SKR | SALE - KEMFLO ST-50A R.O MACHINE | RO_KEMFLO ST-50 | KEMFLO brand ST-50A R.O MACHINE
WRO_SRX | SALE - R.O-9 RX-50B-1 WATER FILTER UNIT | EWD RX | R.O-9 - RX-50B-1 WATER FILTER UNIT
WRO_SSK | SALE - SK-2PAC D2S 10" w/ UV | CARTRIDGE_3 | D2S 10" SK-2PAC MODEL (w/ U.V)
WRO_SSV | SALE - 5 SUV 10" R.O SYSTEM | RO_5SUV | 5 SUV 10"
WRO_SWO | SALE - WN-50B - BOX ONLY | RO_WM B | WN - 50B Box Only
WRO_SWT | SALE - WN-50B - BOX TYPE | RO_WM | WN - 50B Box Type
WRP_AD-32 | DIANA ALKALINE MACHINE T-32 | PUR_ ALKAT32 | ALKALINE MACHINE T-32
WRP_AE-408 | EMPRESS ALKALINE MACHINE E-408 | PUR_ALKA E-408 | EMPRESS ALKALINE MACHINE-E408 (6 poles)
WRP_AE-508 | EMPRESS ALKALINE MACHINE E-508 | PUR_ALKA E-508 | EMPRESS ALKALINE MACHINE-E508
WRP_AI-25 | AIR PURIFIER KJ25FE-H | PUR_KJ25FE-H | AIR PURIFIER KJ25FE-H
WRP_AI-918 | AIR PROFIT HY - 918 | ROS_ACCS3 | PROFIT HY - 918
WRP_AQ-180 | AQUARIUM PURIFIER CPF180 (BLACK) | PUR_AP180 | AQUARIUM PURIFIER CPF180 (BLACK)
WRP_AQ-302 | AQUARIUM PURIFIER HW302 | PUR_APHW302 | AQUARIUM PURIFIER HW302
WRP_OA-3 | ACQUAZONE AP - 3G (Ozone Generator) | PUR_ACQUA AP-3G | ACQUAZONE AP - 3G (Ozone Generator)
WRP_OA-90 | AMC OZONIZER AP-90 | PUR_OZO AMC | AMC OZONIZER
WRP_OA-96 | ANION & OZONIZER AP-96 | PUR_OZO ANION | ANION & OZONIZER
WRP_OAR | OZONATOR w/ AIR PUMP | PUR_OZOAIR | OZONATOR w/ AIR PUMP
WRP_ON-25 | NEOTEC IONIC AIR PURIFIER XJ-2500 | PUR_NEOXJ-2500 | NEOTEC IONIC AIR PURIFIER XJ-2500
WRP_ON-30B | NEOTEC IONIC AIR PURIFIER XJ-3000B | PUR_NEOXJ-3000 | NEOTEC IONIC AIR PURIFIER XJ-3000B
WRP_ON-30C | AIR PURIFIER w/ ANION GENERATOR XJ-3000C | PUR_NEOXJ-3000C | AIR PURIFIER w/ ANION GENERATOR XJ-3000C
WRP_WB-4 | BIOENERGY w/ 4 FILTERS - WHITE | PUR_BIOW | BIOENERGY w/ 4 FILTERS - WHITE
WRP_WB-6 | BIO ENERYGY w/ 6 FILTERS - TRANSPARENT | PUR_BIOT | BIO ENERYGY w/ 6 FILTERS - TRANSPARENT
WRP_WB-U | BIO WATER UF SYSTEM | PUR_BWS | BIO WATER UF SYSTEM
WRP_WK-3B | KNOPPE 3 STAGES WATER FILTRATION (big) | PUR_KNBG | KNOPPE 3 STAGES WATER FILTRATION (bigl)
WRP_WK-3S | KNOPPE 3 STAGES WATER FILTRATION (small) | PUR_KNSL | KNOPPE 3 STAGES WATER FILTRATION (small)
WR_BB-0502 | BUSHING REDUCER M-F 1/2" x 1/4" BRASS | NIP_BR1/2x1/4B | BUSHING REDUCER 1/2 x 1/4 BRASS
WR_BB-0705 | BUSHING REDUCER M-F 3/4" x 1/2" BRASS | NIP_BRB 3/4x1/2 | BUSHING REDUCER 3/4" x 1/2" BRASS
WR_BB-1005 | BUSHING REDUCER M-F 1" x 1/2" BRASS | NIP_BR1x1/2 | BUSHING REDUCER 1" x 1/2" BRASS
WR_BB-1007 | BUSHING REDUCER M-F 1" x 3/4" BRASS | NIP_BRB1x1/4 | BUSHING REDUCER 1" x 3/4" BRASS
WR_BBH-0501 | BUSHING REDUCER M-F 1/2" x 1/8" HEX PIPE BRASS | NIP_CB1/2x1/8 | COUPLING REDUCER BRASS 1/2" x 1/8"
WR_BBH-0502 | BUSHING REDUCER M-F 1/2" x 1/4" HEX PIPE BRASS | NIP_CB1/2" | COUPLING REDUCER BRASS 1/2" x 1/4"
WR_BBH-0701 | BUSHING REDUCER M-F 3/4" x 1/8" HEX PIPE BRASS | NIP_CB3/4x1/8 | COUPLING REDUCER BRASS 3/4 x 1/8
WR_BBH-0702 | BUSHING REDUCER M-F 3/4" x 1/4" HEX PIPE BRASS | NIP_CB3/4X1/4" | COUPLING REDUCER BRASS 3/4 X 1/4
WR_BBH-1001 | BUSHING REDUCER M-F 1" x 1/8" HEX PIPE BRASS | NIP_CB1x1/8 | COUPLING REDUCER BRASS 1 x 1/8
WR_BBH-1002 | BUSHING REDUCER M-F 1" x 1/4" HEX PIPE BRASS | NIP_CB1x1/4 | COUPLING REDUCER BRASS 1 x 1/4
WR_BPA-0705 | BUSHING ADAPTER F-M 3/4" x 1/2" PLASTIC BLACK (reducer) | FIT_RB3/4x1/2 | REDUCER PLASTIC BLACK 3/4 x 1/2
WR_BPA-1005 | BUSHING ADAPTER F-M 1" x 1/2" PLASTIC BLACK (reducer) | FIT_RB1x1/2 | REDUCER PLASTIC BLACK 1 x 1/2
WR_BPA-1007 | BUSHING ADAPTER F-M 1" x 3/4" PLASTIC BLACK (reducer) | FIT_RB1x3/4 | REDUCER PLASTIC BLACK 1 x 3/4
WR_BPA-1010 | BUSHING ADAPTER F-M 1" x 1" PLASTIC BLACK (reducer) | FIT_RB1x1 | REDUCER PLASTIC BLACK 1 x 1
WR_BPH-075 | BUSHING REDUCER M-F 3/4" x 1/2" HEX PIPE PLASTIC BLACK | NIP_PB3/4x1/2 | BUSHING REDUCER 3/4 x 1/2 Plastic Black
WR_BPH-105 | BUSHING REDUCER M-F 1" x 1/2" HEX PIPE PLASTIC BLACK | NIP_PB1x1/2 | BUSHING REDUCER 1 x 1/2 Plastic Black
WR_BPH-107 | BUSHING REDUCER M-F 1" x 3/4" HEX PIPE PLASTIC BLACK | NIP_PB1x3/4 | BUSHING REDUCER 1 x 3/4 Plastic Black
WR_BS-0705 | BUSHING REDUCER M-F 3/4" x 1/2" STAINLESS | NIP_BR3/4x1/2 | BUSHING REDUCER 3/4" x 1/2" SS
WR_BS-1005 | BUSHING REDUCER M-F 1" x 1/2" STAINLESS | NIP_BR1x1/2"SS | BUSHING REDUCER 1" x 1/2" STAINLESS
WR_BS-1007 | BUSHING REDUCER M-F 1" x 3/4" STAINLESS | NIP_BR1x1/4 | BUSHING REDUCER 1" x 3/4" SS
WR_BS-2025 | BUSHING REDUCER M-F 2" x 2*1/2" STAINLESS | NIP_BR2x2*1/2 | BUSHING REDUCER 2" x 2*1/2" SS
WR_BSH-0502 | BUSHING REDUCER M-F 1/2" x 1/4" HEX PIPE STAINLESS | NIP_CS1/2 | COUPLING REDUCER STAINLESS 1/2 X 1/4
WR_BSH-0702 | BUSHING REDUCER M-F 3/4" x 1/4" HEX PIPE STAINLESS | NIP_CS3/4X1/4 | COUPLING REDUCER STAINLESS 3/4 X 1/4
WR_BSH-1002 | BUSHING REDUCER M-F 1" x 1/4" HEX PIPE STAINLESS | NIP_CS1x3/4 | COUPLING REDUCER STAINLESS 1 x 1/4
WR_CBA-027 | COUPLING REDUCER M-F 1/4" x 7*1/6" ADAPTER BRASS (fannico) | NIP_CB1/4X7*1/6 | CONNECTOR 1/4 x 7*1/6 BRASS (fannico)
WR_NBM -05 | NIPPLE REDUCER M-THREAD PIPE 1/2" BRASS | NIP_NPB1/2 | NIPLE REDUCER 1/2" BRASS
WR_NBM -07 | NIPPLE REDUCER M-THREAD PIPE 3/4" BRASS | NIP_NPB3/4 | NIPLE REDUCER 3/4" BRASS
WR_NBM -10 | NIPPLE REDUCER M-THREAD PIPE 1" BRASS | NIP_NPB1 | NIPLE REDUCER 1" BRASS
WR_NPC-0702 | NIPPLE REDUCER PLASTIC BLACK 3/4" x 1/4" (coupling) | FIT_CB3/4x1/4 | COUPLING PLASTIC BLACK 3/4 x 1/4
WR_NPC-0705 | NIPPLE REDUCER PLASTIC BLACK 3/4" x 1/2" (coupling) | FIT_CB3/4x1/2 | COUPLING PLASTIC BLACK 3/4 x 1/2
WR_NPC-0707 | NIPPLE REDUCER PLASTIC BLACK 3/4" x 3/4" (coupling) | FIT_CB3/4x3/4 | COUPLING PLASTIC BLACK 3/4 x 3/4
WR_NSM-05 | NIPPLE REDUCER M-THREAD PIPE 1/2" STAINLESS | NIP_NP1/2" | NIPLE REDUCER 1/2" SS
WR_NSM-07 | NIPPLE REDUCER M-THREAD PIPE 3/4" STAINLESS | NIP_NP3/4 | NIPLE REDUCER 3/4" SS
WR_NSM-10 | NIPPLE REDUCER M-THREAD PIPE 1" STAINLESS | NIP_NP1 | NIPLE REDUCER 1" SS
WR_NST-f0502 | NIPPLE REDUCER F-THREAD 1/2" x 1/4" STAINLESS (connector) | NIP_CS1/2x1/4 | CONNECTOR STAINLESS 1/2 x 1/4
WR_NST-m0202 | NIPPLE REDUCER M-THREAD 1/4" x 1/4" STAINLESS (connector) | NIP_CS1/4x1/4 | CONNECTOR STAINLESS 1/4 x 1/4
WR_NST-m0705 | NIPPLE REDUCER M-THREAD 3/4" x 1/2" STAINLESS (connector) | NIP_CS3/4x1/2 | CONNECTOR STAINLESS 3/4 x 1/2
WR_NST-m1002 | NIPPLE REDUCER M-THREAD 1" x 1/4" STAINLESS (connector) | NIP_CS1x1/4 | CONNECTOR STAINLESS 1 x 1/4
WR_NST-m1005 | NIPPLE REDUCER M-THREAD 1" x 1/2" STAINLESS (connector) | NIP_CS1x1/2 | CONNECTOR STAINLESS 1 x 1/2
WR_PFET-02 | FEMALE ELBOW THREADED BRASS 1/4" (new) | NEW_ET1/4B | NEW - ELBOW THREADED 1/4" BRASS
WR_PFET-03 | FEMALE ELBOW THREADED BRASS 3/8" (new) | NEW_ET3/8B | NEW - ELBOW THREADED 3/8" BRASS
WR_PFET-05 | FEMALE ELBOW THREADED BRASS 1/2" (new) | NEW_ET1/2B | NEW - ELBOW THREADED 1/2" BRASS
WR_PFMT-070707 | FEMALE MALE THREAD TEE BRASS 3/4" x 3/4" x 3/4" (new) | NEW_TT3/4 | NEW - TEE THREADED 3/4"x3/4" BRASS
WR_PFTT-020202 | FEMALE THREAD EQUAL TEE BRASS 1/4" x 1/4" x 1/4" (new) | NEW_FT1/4B | NEW - FEMALE THREADED 1/4" BRASS
WR_PMFT-020202 | MALE FEMALE THREAD TEE BRASS 1/4" x 1/4" x 1/4" (new) | NEW_TT3/8 | NEW - TEE THREADED 1/4" BRASS
WR_PMTT-020202 | MALE THREAD EQUAL TEE BRASS 1/4" x 1/4" x 1/4" (new) | NEW_MT1/4x1/4B | NEW - MALE TEE THREADED 1/4" x 1/4" BRASS
WR_PMTT-030302 | MALE THREAD EQUAL TEE BRASS 3/8" x 3/8" x 1/4" (new) | NEW_MT3/8x3/8 | NEW - MALE TEE THREADED 3/8" x 1/4" BRASS
WR_PMTT-050505 | MALE THREAD EQUAL TEE BRASS 1/2" x 1/2" x 1/2" (new) | NEW_TT1/2B | NEW - TEE THREADED 1/2" BRASS
WR_PMTT-070705 | MALE THREAD EQUAL TEE BRASS 3/4" x 3/4" x 1/2" (new) | NEW_MT1/2x3/4B | NEW - MALE TEE THREADED 3/4" x 1/2" BRASS
WR_PWCF-5 | 5-WAY CONNECTOR FITTING BRASS (new) | NEW_FBC1" | NEW - 5 WAY FITTING BRASS CONNECTOR
WSF_FF-020/10 | FLOWMETER FA40-20 (100-1000 L/H) | PRE FMFA40-20 | FLOWMETER FA40-20 (100-1000 L/H)
WSF_FF-020/18 | FLOWMETER FA40-20 (180-1800 L/H) SS FLANGE | PRE FMFA40-20(b) | FLOWMETER FA 40-20 (180-1800 L/H) SS FLANGE
WSF_FF-040/10 | FLOWMETER FA40-40 (1-10m3/hr.) | PRE FMFA40-40 | FLOWMETER FA40-40 (1-10m3/hr.)
WSF_FF-040/12 | FLOWMETER FA40-40 (1.2-12M3/H) | PRE FMFA40-40(b) | FLOWMETER FA40-40 (1.2-12M3/H)
WSF_FF-080/60 | FLOWMETER FA40-80 (6-60M3/H) | PRE FMFA40-80 | FLOWMETER FA40-80 (6-60M3/H)
WSF_FF-100/3 | FLOWMETER FA40-100 (10-100M3/H) (3" flange) | PRE FMFA40-100 | FLOWMETER FA40-100 (10-100M3/H)
WSF_FF-100/6 | FLOWMETER FA40-100 (10-100M3/H) (6" flange) | PRE FMFA40-100 (6") | FLOWMETER FA40-100 (10-100M3/H) (6" flange)
WSF_FG-50/045 | FLOWMETER GA24S-50F (5-45GPM) AIR | PRE GA24S-50F (AIR) | FLOWMETER GA24S-50F (5-45GPM) AIR
WSF_FG-50/300 | FLOWMETER GA24S-50F (30-300M3/H) | PRE GA24S-50F | FLOWMETER GA24S-50F (30-300M3/H)
WSF_FG-65/25 | FLOWMETER GA24S-65 (2.5-25 m3/h) | PRE GA24S-65B | FLOWMETER GA24S-65 (2.5-25 m3/h)
WSF_FG-65/40 | FLOWMETER GA24V-65 (8-40 m3/h) | PRE GA24V-65B | FLOWMETER GA24V-65 (8-40 m3/h)
WSF_FG-80/50 | FLOWMETER GA24V-80 (10-50m3/hr.) 3" | PRE GA24V-80 | FLOWMETER GA24V-80 (10-50m3/hr.) 3"
WSF_P-002A | FLOWMETER PANEL 2 GPM (AQUA 176mm-SHORT) | PRE FM 2 | FLOWMETER PANEL 2 GPM
WSF_P-005AL | FLOWMETER PANEL 5 GPM (AQUA 215mm-LONG) | PRE FM5 Z-3002 | FLOWMETER PANEL 5 GPM AQUA (215mm-LONG)
WSF_P-005AS | FLOWMETER PANEL 5 GPM (AQUA 176mm-SHORT) | PRE FM 5ZK300K3 | FLOWMETER PANEL 5 GPM AQUA (176mm.) small
WSF_P-005AV | FLOWMETER PANEL 5 GPM w/ VALVE | PRE FMV 5 | FLOWMETER PANEL 5 GPM w/ VALVE
WSF_P-005GL | FLOWMETER PANEL 5 GPM (GQWEST 215mm-LONG) | PRE FM5Q.L | FLOWMETER PANEL 5 GPM LONG (G.QWEST mark)
WSF_P-005GS | FLOWMETER PANEL 5 GPM (GQWEST 176mm-SMALL) | PRE FM 5Q | FLOWMETER PANEL 5 GPM (G.Q WEST mark)
WSF_P-010A | FLOWMETER PANEL 10 GPM (2510M) - 1" male thread | PRE FM 10 | FLOWMETER PANEL 10 GPM (2510M) MBLD/Aqua
WSF_P-010G | FLOWMETER PANEL 10 GPM (GQWEST) - 1" male thread | PRE FM T10Q | FLOWMETER PANEL 10 GPM (G.Q WEST mark)
WSF_P-040M | FLOWMETER PANEL 40 GPM (LZT-4004G-S) - 1*1/2" female thread | PRE FM40 4004G-S | FLOWMETER PANEL 40 GPM (LZT-4004G-S)
WSF_P-060M | FLOWMETER PANEL 60 GPM (LZT-400G-S) - 1*1/2" female thread | PRE FM60 4006G-S | FLOWMETER PANEL 60 GPM (LZT-4006G-S)
WSF_P-100M | FLOWMETER PANEL 100 GPM (LZT-4010G-S) - 1*1/2" female thread | PRE FM100 4010G-S | FLOWMETER PANEL 100 GPM (LZT-4010G-S)
WSF_P-180A | FLOWMETER PANEL 1800 L/H w/ VALVE (AIR TYPE) | PRE FMA | FLOWMETER w/ VALVE (AIR TYPE)
WSF_T-002L/05f | FLOWMETER TUBE 2 GPM (MBLD LZT-1002G) - 1/2" female thread | PRE FM T2 | FLOWMETER TUBE 2 GPM (MBLD LZT-1002G) - 1/2" FT
WSF_T-002Z/05m | FLOWMETER TUBE 2 GPM (AQUA Z-5008) - 1/2" male thread | PRE FM 2Z | FLOWMETER TUBE 2 GPM (Z-5008) - 1/2" male ptnte
WSF_T-002Z/05p | FLOWMETER TUBE 2 GPM (AQUA Z-5008) - 1/2" pipeline | PRE FM 2Z | FLOWMETER TUBE 2 GPM (Z-5008) - 1/2" male ptnte
WSF_T-005L/05f | FLOWMETER TUBE 5 GPM (MBLD LZT-1005Gl) - 1/2" female thread | PRE FM T5 | FLOWMETER TUBE 5 GPM (LZT-1005Gl) - 1/2" fmle thrd
WSF_T-005Z/05m | FLOWMETER TUBE 5 GPM (AQUA Z-5008) - 1/2" male thread | PRE FM T5 Z5008 | FLOWMETER TUBE 5 GPM AQUA (Z5008) -1/2" male ptnte
WSF_T-005Z/05p1 | FLOWMETER TUBE 5 GPM (AQUA Z-5008) - 1/2" pipeline plain | PRE FM T5 Z5008 | FLOWMETER TUBE 5 GPM AQUA (Z5008) -1/2" male ptnte
WSF_T-005Z/05p2 | FLOWMETER TUBE 5 GPM (AQUA Z-5015) - 1/2" pipeline plain | PRE FM 5Z | FLOWMETER TUBE 5 GPM (Z-5015) -1/2" mle ptte thrd
WSF_T-008Z/05p | FLOWMETER TUBE 8 GPM (AQUA Z-5015) - 1/2" pipeline | PRE FM8 Z-5015 | FLOWMETER 8 GPM (Z-5015)
WSF_T-010L/f | FLOWMETER TUBE 10 GPM (MBLD LZT-2510G) - 1" female thread | PRE FM T10 | FLOWMETER TUBE 10 GPM (LZT-2510G) AQUA 1" FT
WSF_T-010Z/1m | FLOWMETER TUBE 10 GPM (AQUA Z-5025) - 1" male thread | PRE FM 10 Z-5025 | FLOWMETER TUBE 10 GPM (Z-5025) -3/4" patente threaded
WSF_T-010Z/2p | FLOWMETER TUBE 10 GPM (AQUA Z-5025) - 1" pipeline plain | PRE FM10 Z-5025 | FLOWMETER TUBE 10 GPM (Z-model)
WSF_T-018Z/12p | FLOWMETER TUBE 18 GPM (AQUA Z-5032) -1*1/4" pipeline | PRE FM18-AQUA | FLOWMETER TUBE 18 GPM m3/h AQUA -1*1/4" ptnte pln
WSF_T-020Z/12m | FLOWMETER TUBE 20 GPM (AQUA Z-5032) - 1*1/4" male thread | PRE FM20 Z-5032 | FLOWMETER TUBE 20 GPM (Z-5032) 1*1/4" MPThreaded
WSF_T-020Z/12p | FLOWMETER TUBE 20 GPM (AQUA Z-5032) - 1*1/4" pipeline | PRE FM20 Z-5032 PIPE | FLOWMETER TUBE 20 GPM (Z-5032) 1*1/4" patente
WSF_T-030Z/1f | FLOWMETER TUBE 30 GPM (AQUA Z-4005) - 1" female thread | PRE FM30-AQUA | FLOWMETER TUBE 30 GPM AQUA -1" female thread
WSF_T-040L/1f | FLOWMETER TUBE 40 GPM (MBLD LZT-3204G) - 1" female thread | PRE FM T40 | FLOWMETER TUBE 40 GPM (LZT-3204G)
WSF_T-045L/2p | FLOWMETER TUBE 45 GPM (AQUA LZS-50) - 2" pipeline plain | PRE FM45-AQUA | FLOWMETER TUBE 45 GPM (LZS-50) AQUA -2" ptnte pln
WSF_T-045Z/2m | FLOWMETER TUBE 45 GPM (AQUA Z-5050) - 2" male thread | PRE FM45 Z-5050 | FLOWMETER TUBE 45 GPM (Z-5050) -2" male ptnte thrd
WSF_T-050Z/2p | FLOWMETER TUBE 50 GPM (AQUA Z-5650) - 2" pipeline | PRE FM T50 AQUA | FLOWMETER TUBE 50 GPM (Z-5650) AQUA -2" ptnte pln
WSF_T-060L/15f | FLOWMETER TUBE 60 GPM (MBLD LZT-4006G) - 1*1/2" female thread | PRE FM T60 | FLOWMETER TUBE 60 GPM (LZT-4006G)
WSF_T-060L/15m | FLOWMETER TUBE 60 GPM (MBLD LZT-4006G) - 1*1/2" male thread | PRE FM T60 | FLOWMETER TUBE 60 GPM (LZT-4006G)
WSF_T-060Z/15m | FLOWMETER TUBE 60 GPM (AQUA Z-4006) - 1*1/2" male thread | PRE FM AQT60 | FLOWMETER TUBE 60 GPM AQUA - 1*1/2 male thread
WSF_T-070Z/2m | FLOWMETER TUBE 70 GPM (AQUA Z-5050) - 2" male thread | PRE FM70 Z-5050 | FLOWMETER TUBE 70 GPM (Z-5050) -2" male ptnte thrd
WSF_T-070Z/2p | FLOWMETER TUBE 70 GPM (AQUA Z-5050) - 2" pipeline plain | PRE FM70 Z-5050 | FLOWMETER TUBE 70 GPM (Z-5050) -2" male ptnte thrd
WSF_T-110L/25f | FLOWMETER TUBE 110 GPM (AQUA 25m³/h LZS-65) - 2*1/2" female | PRE FM25 M3 | FLOWMETER TUBE 25 M3H (LZS-65)
WSF_T-110Z/25f | FLOWMETER TUBE 110 GPM (AQUA Z-5065) - 2*1/2" female thread | PRE FM110 Z-5065 | FLOWMETER TUBE 110 GPM (Z-5065)
WSF_T-110Z/25p | FLOWMETER TUBE 110 GPM (AQUA Z-5065) - 2*1/2" pipeline plain | PRE FM110 Z-5065 | FLOWMETER TUBE 110 GPM (Z-5065)
WSF_T-110Z/2f | FLOWMETER TUBE 110 GPM (AQUA Z-4007) - 2" female thread | PRE FM110-AQUA | FLOWMETER TUBE 110 GPM AQUA (Z-4007) -2" fmle thrd
WSF_T-250Z/25p | FLOWMETER TUBE 250 GPM (AQUA Z-5065) - 2*1/2" pipeline | PRE FM T250 | FLOWMETER TUBE 250 GPM AQUA (Z-5065)
WSF_T-300L/3f | FLOWMETER TUBE 300 GPM (MBLD LZT-7530G) - 3" female thread | PRE FM T300 | FLOWMETER TUBE 300 GPM (LZT model)
WSF_T-400A/4p | FLOWMETER TUBE 400 GPM (AQUA 90M3/H) - 4" pipeline | PRE FM 90-AQUA | FLOWMETER TUBE 90 GPM m3/h AQUA
WSG_A-100 | PRESSURE GAUGE 100 PSI - AIR | PRE PG 100 AIR | PRESSURE GAUGE 100 PSI - AIR
WSG_C-100 | PRESSURE GAUGE 100 PSI - CLAMP | PRE PG 100 CLAMP | PRESSURE GAUGE 100 PSI - CLAMP
WSG_C-150 | PRESSURE GAUGE 150 PSI - CLAMP | PRE PG 150 CLAMP | PRESSURE GAUGE 150 PSI - CLAMP
WSG_C-220 | PRESSURE GAUGE 220 PSI - CLAMP | PRE PG 220 CLAMP | PRESSURE GAUGE 220 PSI - CLAMP
WSG_C-250 | PRESSURE GAUGE 250 PSI - CLAMP | PRE PG 250 CLAMP | PRESSURE GAUGE 250 PSI - CLAMP
WSG_C-350 | PRESSURE GAUGE 350 PSI - CLAMP | PRE PG 350 CLAMP | PRESSURE GAUGE 350 PSI - CLAMP
WSG_M-C150 | MAZAKI PRESSURE GAUGE 150 PSI - CLAMP | PRE MPG-150CL | MAZAKI PRESSURE GAUGE 150 PSI - CLAMP
WSG_M-C350 | MAZAKI PRESSURE GAUGE 350 PSI - CLAMP | PRE MPG-350CL | MAZAKI PRESSURE GAUGE 350 PSI - CLAMP
WSG_M-S100 | MAZAKI PRESSURE GAUGE 100 PSI - SIDE MOUNTED | PRE MPG-100SM | MAZAKI PRESSURE GAUGE 100 PSI - SIDE MOUNTED
WSG_P-150 | PRESSURE GAUGE 150 PSI - PANNEL | PRE PG 150 PANNEL | PRESSURE GAUGE 150 PSI - PANNEL
WSG_P-250 | PRESSURE GAUGE 250 PSI - PANNEL | PRE PG 250 PANNEL | PRESSURE GAUGE 250 PSI - PANNEL
WSG_P-350 | PRESSURE GAUGE 350 PSI - PANNEL | PRE PG 350 PANNEL | PRESSURE GAUGE 350 PSI - PANNEL
WSG_S-100 | PRESSURE GAUGE 100 PSI - SIDE MOUNTED | PRE PG 100 MOTOR | PRESSURE GAUGE 100 PSI - SIDE MOUNTED
WSG_S-150 | PRESSURE GAUGE 150 PSI - SIDE MOUNTED | PRE PG 150 SIDE | PRESSURE GAUGE 150 PSI - SIDE MOUNTED
WSG_S-250 | PRESSURE GAUGE 250 PSI - SIDE MOUNTED | PRE PG 250 SIDE | PRESSURE GAUGE 250 PSI - SIDE MOUNTED
WSG_S-350 | PRESSURE GAUGE 350 PSI - SIDE MOUNTED | PRE PG 350 SIDE | PRESSURE GAUGE 350 PSI - SIDE MOUNTED
WSG_S3-150 | PRESSURE GAUGE 150 PSI - SIDE MOUNTED 3"Ø | PRE PG150-3" | PRESSURE GAUGE 150 PSI - SIDE MOUNTED 3"
WSG_S3-250 | PRESSURE GAUGE 250 PSI - SIDE MOUNTED 3"Ø | PRE PG250-3" | PRESSURE GAUGE 250 PSI - SIDE MOUNTED 3"
WSG_S3-350 | PRESSURE GAUGE 350 PSI - SIDE MOUNTED 3"Ø | PRE PG350-3" | PRESSURE GAUGE 350 PSI - SIDE MOUNTED 3"
WSG_W-150 | PRESSURE GAUGE 150 PSI w/ SWITCH | PRE PG 150 PS | PRESSURE GAUGE 150 PSI w/ SWITCH
WSR_CHL | CCK HIGH PRESSURE SWITCH (light brown) | PRE PS CCK HIGH | CCK HIGH PRESSURE SWITCH (light brown)
WSR_CLL | CCK LOW PRESSURE SWITCH (light brown) | PRE PS CCK LOW | CCK LOW PRESSURE SWITCH (light brown)
WSR_EHP | EMPRESS PRESSURE SWITCH HIGH w/ PUSH PIN | PRE PS EMP HIGH | EMPRESS PRESSURE SWITCH HIGH w/ PUSH PIN
WSR_ELP | EMPRESS PRESSURE SWITCH LOW w/ PUSH PIN | PRE PS EMP LOW | EMPRESS PRESSURE SWITCH LOW w/ PUSH PIN
WSR_FC-2P | FLOW CENSOR FS-2P-3-6N 3/4" (plastic black) | PRE FC 6N | FLOW CENSOR FS-2P-3-6N 3/4" (plastic black)
WSR_FC-3P | FLOW CENSOR FS-3P-5-8N 1" (plastic black) | PRE FC 8N | FLOW CENSOR FS-3P-5-8N 1" (plastic black)
WSR_FC-5P | FLOW CENSOR FS-5P-5-8N 1" (plastic black) | PRE FC 8N5 | FLOW CENSOR FS-5P-5-8N 1" (plastic black)
WSR_FK-30 | FANNICO HIGH PRESURE K-30 | PRE K-30 | FANNICO HIGH PRESURE K - 30
WSR_JC-230 | 3S KOREA HIGH PRESSURE SWITCH JC-230 | PRE JC 230 | 3S KOREA HIGH PRESSURE SWITCH JC-230
WSR_MC-02 | MAZAKI PRESSURE SWITCH MPC-2 | PRE MPC2 | MAZAKI brand MPC-2
WSR_MC-06 | MASAKI LOW PRESSURE SWITCH MPC-06 | PRE MPC-06 | MASAKI LOW PRESSURE SWITCH MPC-06
WSR_MC-30 | MASAKI HIGH PRESSURE SWITCH MPC-30 | PRE MPC-30 | MASAKI HIGH PRESSURE SWITCH MPC-30
WSR_PHB | PRESSURE SWITCH HIGH BLACK | PRE PS HIGH | PRESSURE SWITCH HIGH BLACK
WSR_PLB | PRESSURE SWITCH LOW BLACK - CIRCLE | PRE PS LOW | PRESSURE SWITCH LOW BLACK - CIRCLE
WSS_BV-1 | SS304 BALL VALVE 1" | PRE BV 1" | BALL VALVE 1" SS304
WSS_BV-15 | SS304 BALL VALVE 1*1/2" | PRE BV 1*1/2" | BALL VALVE 1*1/2" SS304
WSS_BV-2 | SS304 BALL VALVE 2" | PRE BV 2" | BALL VALVE 2" SS304
WSS_BV-25 | SS304 BALL VALVE 2*1/2" | PRE BV 2*1/2" | BALL VALVE 2*1/2" SS304
WSS_CV-05 | SS304 CHECK VALVE 1/2" BSPT | PRE CV1/2" | CHECK VALVE 1/2" SS304
WSS_CV-07 | SS304 CHECK VALVE 3/4" | PRE CV3/4" | CHECK VALVE 3/4" SS304
WSS_CV-1 | SS304 CHECK VALVE 1" | PRE CV 1" | CHECK VALVE 1" SS304
WSS_CV-12 | SS304 CHECK VALVE 1*1/4" | PRE CV 1*1/4" | CHECK VALVE 1*1/4" SS304
WSS_CV-15 | SS304 CHECK VALVE 1*1/2" BSPT | PRE CV 1*1/2" | CHECK VALVE 1*1/2" SS304
WSS_CV-2 | SS304 CHECK VALVE 2" | PRE CV 2" | CHECK VALVE 2" SS304
WSS_CV-25 | SS304 CHECK VALVE 2*1/2" | PRE CV 2*1/2" | CHECK VALVE 2*1/2" SS304
WSS_CV-5 | SS304 5 WAY CHECK VALVE | PRE CV 5 WAY | 5 WAY CHECK VALVE SS304
WSS_GV-05 | SS304 GATE VALVE 1/2" BSPT | PVC - GV 1/2 | GATE VALVE 1/2" ss
WSS_GV-07 | SS304 GATE VALVE 3/4" | PVC - GV 3/4 | GATE VALVE 3/4" ss
WSS_GV-1 | SS304 GATE VALVE 1" BSPT | PVC - GV 1 | GATE VALVE 1" ss
WSS_GV-12 | SS304 GATE VALVE 1*1/4" | PRE GV 1*1/4" | GATE VALVE 1*1/4" SS304
WSS_GV-15 | SS304 GATE VALVE 1*1/2" | PRE GV 1*1/2" | GATE VALVE 1*1/2" SS304
WSS_GV-2 | SS304 GATE VALVE 2" | PRE GV 2" | GATE VALVE 2" SS304
WSS_GV-25 | SS304 GATE VALVE 2*1/2" | PRE GV 2*1/2" | GATE VALVE 2*1/2" SS304
WSS_PC-12 | PRESSURE CONTROL VALVE 1/2" SS | PRE PCV 1/2"ss | PRESSURE CONTROL VALVE 1/2"SS
WSS_PC-34 | PRESSURE CONTROL VALVE 3/4" SS | PRE PCV 3/4"ss | PRESSURE CONTROL VALVE 3/4" SS
WSS_PRC-12 | PRESSURE REGULATOR 1/2" SS - CHINA | PRE REG1/2 | PRESSURE REGULATOR 1/2 ss - CHINA
WSS_PRC-34 | PRESSURE REGULATOR 3/4" SS - CHINA | PRE REG3/4 | PRESSURE REGULATOR 3/4 ss - CHINA
WSS_PRT-12 | PRESSURE REGULATOR 1/2" SS - TAIWAN | PRE REG 1/2 | PRESSURE REGULATOR 1/2 - TAIWAN
WSS_PRT-34 | PRESSURE REGULATOR 3/4" SS - TAIWAN | PRE REG 3/4 | PRESSURE REGULATOR 3/4 - TAIWAN
WSV_ESY-15 | ELECTRICAL BALL VALVE SUN YEH brand 1*1/2" | PRE EBV SY1*1/2 | ELECTRICAL BALL VALVE SUN YEH brand 1*1/2"
WSV_ESY-2 | ELECTRICAL BALL VALVE SUN YEH brand 2" | PRE EBV SY2" | ELECTRICAL BALL VALVE SUN YEH brand 2"
WSV_FB-05/10 | SOLENOID VALVE 1/2" BRASS FLOCON (10kgs.) | PRE FC120-BR10 | FLOCON SOLENOID 1/2" BRASS (10kgs.)
WSV_FB-05/20 | SOLENOID VALVE 1/2" BRASS FLOCON (20kgs.) | PRE FC120-BR20 | FLOCON SOLENOID 1/2" BRASS (20kgs.)
WSV_FB-07 | SOLENOID VALVE 3/4" BRASS FLOCON (10kgs.) | PRE FC340-BR10 | FLOCON SOLENOID 3/4" BRASS (10KGS.)
WSV_FB-1 | SOLENOID VALVE 1" BRASS FLOCON (10kgs.) | PRE FC1000-BR10 | FLOCON SOLENOID 1" BRASS (10KGS.)
WSV_FS-05 | SOLENOID VALVE 1/2" STAINLESS FLOCON (10kgs.) | PRE FC120-SS10 | FLOCON SOLENOID 1/2" SS (10KGS.)
WSV_FS-07 | SOLENOID VALVE 3/4" STAINLESS FLOCON (10kgs.) | PRE FC340-SS10 | FLOCON SOLENOID 3/4" SS (10KGS.)
WSV_FS-1 | SOLENOID VALVE 1" STAINLESS FLOCON (10kgs.) | PRE FC1000-SS10 | FLOCON SOLENOID 1" SS (10KGS.)
WSV_NB-1 | SOLENOID VALVE 1" BRASS NASS | PRE VALVE 1"-NASS | SOLENOID VALVE1" NASS (brass)
WSV_QB-05 | SOLENOID VALVE 1/2" BRASS QUEEN (20kgs.) | PRE VALVE 1/2" QUEEN | SOLENOID VALVE 1/2" BRASS QUEEN - 20kgs.
WSV_QB-07 | SOLENOID VALVE 3/4" BRASS QUEEN (20kgs.) | PRE VALVE 3/4" QUEEN | SOLENOID VALVE 3/4" BRASS QUEEN - 20kgs.
WSV_QB-1 | SOLENOID VALVE 1" BRASS QUEEN (20kgs.) | PRE VALVE 1" QUEEN | SOLENOID VALVE 1" BRASS QUEEN - 20kgs.
WSV_RC-14 | SOLENOID VALVE 1/4" BLACK CCK | PRE VALVE 1/4CCK | SOLENOID VALVE 1/4' BLACK CCK
WSV_RS-22 | SOLENOID VALVE 1/4" (SLC-2) AC220V 50/60Hz | PRE SLC-2 | SOLENOID VALVE 1/4' (SLC-2 model) 220v
WSV_RS-24 | SOLENOID VALVE 1/4" (SLC-2) DC24V 50/60Hz | PRE SLC-2 24 | SOLENOID VALVE 1/4' (SLC-2 model) 24v
WSV_SB-03 | SOLENOID VALVE 3/8" BRASS SANLIXIN | PRE VALVE 3/8 SAN | SOLENOID VALVE 3/8" BRASS SANLIXIN
WSV_SB-05/10 | SOLENOID VALVE 1/2" BRASS SANLIXIN (10kg) | PRE VALVE 1/2 SAN | SOLENOID VALVE 1/2" BRASS SANLIXIN - 10kg.
WSV_SB-05/16 | SOLENOID VALVE 1/2" BRASS SANLIXIN (16kg) | PRE VALVE 1/2 SAN 16kg | SOLENOID VALVE 1/2" BRASS SANLIXIN - 16kg.
WSV_SB-05/20 | SOLENOID VALVE 1/2" BRASS SANLIXIN (20kg) | PRE VALVE 1/2 20KG. | SOLENOID VALVE 1/2" BRASS SANLIXIN - 20kg.
WSV_SB-07 | SOLENOID VALVE 3/4" BRASS SANLIXIN | PRE VALVE 3/4 SAN | SOLENOID VALVE 3/4" BRASS SANLIXIN
WSV_SB-1 | SOLENOID VALVE 1" BRASS SANLIXIN | PRE VALVE 1" SAN | SOLENOID VALVE 1" BRASS SANLIXIN
WSV_SB-12 | SOLENOID VALVE 1*1/4" BRASS SANLIXIN | PRE VALVE 1*1/4 SAN | SOLENOID VALVE 1*1/4" BRASS SANLIXIN
WSV_SB-15 | SOLENOID VALVE 1*1/2" BRASS SANLIXIN | PRE VALVE 1*1/2 SAN | SOLENOID VALVE 1*1/2" BRASS SANLIXIN
WSV_SB-2 | SOLENOID VALVE 2" BRASS SANLIXIN | PRE VALVE 2 SAN | SOLENOID VALVE 2" BRASS SANLIXIN
WSV_SS-05 | SOLENOID VALVE 1/2" STAINLESS SANLIXIN | PRE VALVE 1/2 SAN-SS | SOLENOID VALVE 1/2" STAINLESS SANLIXIN
WSV_SS-07 | SOLENOID VALVE 3/4" STAINLESS SANLIXIN | PRE VALVE 3/4 SAN-SS | SOLENOID VALVE 3/4" STAINLESS SANLIXIN
WSV_SS-1 | SOLENOID VALVE 1" STAINLESS SANLIXIN | PRE VALVE 1" SAN-SS | SOLENOID VALVE 1" STAINLESS SANLIXIN
WSV_SS-15 | SOLENOID VALVE 1*1/2" STAINLESS SANLIXIN | PRE VALVE 1*1/2" SAN-SS | SOLENOID VALVE 1*1/2" STAINLESS SANLIXIN
WSV_SS-2 | SOLENOID VALVE 2" STAINLESS SANLIXIN | PRE VALVE 2" SANN-SS | SOLENOID VALVE 2" STAINLESS SANLIXIN
WSV_UB-05 | SOLENOID VALVE 1/2" BRASS UNI-D | PRE VALVE 1/2 UNI-D | SOLENOID VALVE 1/2" BRASS UNI-D
WSV_UB-07 | SOLENOID VALVE 3/4" BRASS UNI-D | PRE VALVE 3/4 UNI-D | SOLENOID VALVE 3/4" BRASS UNI-D
WSV_UB-1 | SOLENOID VALVE 1" BRASS UNI-D | PRE VALVE 1" UNID | SOLENOID VALVE 1" BRASS UNI-D
WTF_B-064 | BRINE TANK 64 L. GRAY (wave cyber) | FRP BT 64L | BRINE TANK 64 L. (gray)
WTF_B-080 | BRINE TANK 80L. BLUE | FRP BT 80L | BRINE TANK 80L. (blue)
WTF_B-100 | BRINE TANK 100L. LIGHT GRAY | FRP BTS 100L | BRINE TANK 100L. (light gray)
WTF_B-105 | BRINE TANK 105 L. GRAY (wave cyber) | FRP BT 105L | BRINE TANK 105 L. (gray) WC
WTF_B-130 | BRINE TANK 130 L. BLUE | FRP BT 130L | BRINE TANK 130 L. (blue)
WTF_B-180 | BRINE TANK 160L - 180L WHITE | FRP BTW 180L | BRINE TANK 160L - 180L (white)
WTF_B-350 | BRINE TANK 290L - 350L WHITE | FRP BTW 290L | BRINE TANK 290L - 350L (white)
WTF_B-500 | BRINE TANK 400L - 500L WHITE | FRP BTW 400L | BRINE TANK 400L - 500L (white)
WTF_B-R100 | BRINE TANK BTR - 100L. BLACK | FRP BTS 100L BLK | BRINE TANK BTR - 100L. (black)
WTF_B-S070 | BRINE TANK BTS - 70L. BLUE | FRP BTS 70L BL | BRINE TANK BTS - 70L. (blue)
WTF_B-S100 | BRINE TANK BTS - 100L. BLUE | FRP BTS 100L | BRINE TANK 100L. (light gray)
WTF_BA-B064 | (bdle) BRINE TANK 64 L. GRAY (wave cyber) w/ ACCS. | FRP BT 64L | BRINE TANK 64 L. (gray)
WTF_BA-B080 | (bdle) BRINE TANK 80L. BLUE w/ ACCS. | FRP BT 80L | BRINE TANK 80L. (blue)
WTF_BA-B100 | (bdle) BRINE TANK 100L. LIGHT GRAY w/ ACCS. | FRP BTS 100L | BRINE TANK 100L. (light gray)
WTF_BA-B105 | (bdle) BRINE TANK 105 L. GRAY (wave cyber) w/ ACCS. | FRP BT 105L | BRINE TANK 105 L. (gray) WC
WTF_BA-B130 | (bdle) BRINE TANK 130 L. BLUE w/ ACCS. | FRP BT 130L | BRINE TANK 130 L. (blue)
WTF_BA-B180 | (bdle) BRINE TANK 160L - 180L WHITE w/ ACCS. | FRP BTW 180L | BRINE TANK 160L - 180L (white)
WTF_BA-B350 | (bdle) BRINE TANK 290L - 350L WHITE w/ ACCS. | FRP BTW 290L | BRINE TANK 290L - 350L (white)
WTF_BA-B500 | (bdle) BRINE TANK 400L - 500L WHITE w/ ACCS. | FRP BTW 400L | BRINE TANK 400L - 500L (white)
WTF_BA-BR100 | (bdle) BRINE TANK BTR - 100L. BLACK w/ ACCS. | FRP BTS 100L BLK | BRINE TANK BTR - 100L. (black)
WTF_BA-BS070 | (bdle) BRINE TANK BTS - 70L. BLUE w/ ACCS. | FRP BTS 70L BL | BRINE TANK BTS - 70L. (blue)
WTF_BA-BS100 | (bdle) BRINE TANK BTS - 100L. BLUE w/ ACCS. | FRP BTS 100L | BRINE TANK 100L. (light gray)
WTF_BIC | BRINE TANK w/ INTEGRATED CASE | FRP BRICS | BRINE TANK w/ INTEGRATED CASE
WTF_BIC-63 | BRINE TANK INTEGRATED w/ RUNXIN F63 & FRP | FRP BRICS RHF | BRINE TANK INTEGRATED w/ RUNXIN F63 & FRP
WTF_CJ-500 | SALT TANK JS/Y-500L. WHITE (black cap) | FRP CST 500L | SALT TANK 500L. (black cap)
WTF_CK-080 | CHEMICAL TANK KC-80 L. WHITE (square type) | FRP CT 80L | CHEMICAL TANK 80 LITERS
WTF_CK-120 | CHEMICAL TANK KC-120 L. WHITE (square type) | FRP CT 120L-KC | CHEMICAL TANK KC-120L. (white)
WTF_CK-200 | CHEMICAL TANK KC-200 L. WHITE (square type) | FRP CT 200L-KC | FRP CT 200L-KC
WTF_CK-500 | CHEMICAL TANK KC-500L. WHITE (square type) | FRP CT 500L | CHEMICAL TANK 500L. (white)
WTF_CM-0040 | CHEMICAL TANK MC-40L WHITE (round type) | FRP CT 40L | CHEMICAL TANK MC-40L (WHITE)
WTF_CM-0100 | CHEMICAL/METERING TANK MC-100L (round type) | FRP CMT 100L | METERING TANK MC-100L (round type)
WTF_CM-0120 | CHEMICAL/METERING TANK MC-120L (round type) | FRP CMT 120L | METERING TANK MC-120L (round type)
WTF_CM-1000 | CHEMICAL/METERING TANK MC-1000L (round type) | FRP CT 1000L | CHEMICAL TANK 1000L. (white)
WTF_JB-S1054 | (bdle) 10" x 54" STAINLESS JACKET w/ HEAD CAP | FRP_JACKET WV | 10"x 54" SS JACKET WAVE CYBER brand
WTF_JB-S1354 | (bdle) 13" x 54" STAINLESS JACKET w/ HEAD CAP | FRP_JACKET 1354 | 13" x 54" STAINLESS JACKET
WTF_JS-1054 | 10" x 54" STAINLESS JACKET | FRP_JACKET WV | 10"x 54" SS JACKET WAVE CYBER brand
WTF_JS-1354 | 13" x 54" STAINLESS JACKET | FRP_JACKET 1354 | 13" x 54" STAINLESS JACKET
WTF_NB-E1054 | (bdle) FRP TANK 10" x 54" (-2.5T) CANATURE BEIGE color w/ ACCS. | FRP 1054 SMP_1 | FRP TANK 10" x 54" CANATURE BEIGE color
WTF_NB-L1054 | (bdle) FRP TANK 10" x 54" (-2.5T) CANATURE BLUE color w/ ACCS. | FRP 1054 SMP_2 | FRP TANK 10" x 54" CANATURE BLUE color
WTF_NE-1054 | FRP TANK 10" x 54" (-2.5T) CANATURE BEIGE color | FRP 1054 SMP_1 | FRP TANK 10" x 54" CANATURE BEIGE color
WTF_NL-1054 | FRP TANK 10" x 54" (-2.5T) CANATURE BLUE color | FRP 1054 SMP_2 | FRP TANK 10" x 54" CANATURE BLUE color
WTF_PB-E1054 | (bdle) FRP TANK 10" x 54" (-2.5T) PENTAIR BEIGE color w/ ACCS. | FRP 1054PNT | FRP TANK 10" x 54" PENTAIR BEIGE color
WTF_PB-E1665 | (bdle) FRP TANK 16" x 65" (-2.5T) PENTAIR BEIGE color w/ ACCS. | FRP 1665PNT | FRP TANK 16" x 65" (2.5") PENTAIR BEIGE color
WTF_PE-1054 | FRP TANK 10" x 54" (-2.5T) PENTAIR BEIGE color | FRP 1054PNT | FRP TANK 10" x 54" PENTAIR BEIGE color
WTF_PE-1665 | FRP TANK 16" x 65" (-2.5T) PENTAIR BEIGE color | FRP 1665PNT | FRP TANK 16" x 65" (2.5") PENTAIR BEIGE color
WTF_PE-2162 | FRP TANK 21" x 62" (-4T) JM PENTAIR BEIGE color | FRP 2162 JM | FRP TANK 21" x 62" JM PENTAIR BEIGE color
WTF_PE-2472 | FRP TANK 24" x 72" (-4T) JM PENTAIR BEIGE color | FRP 2472 JM | FRP TANK 24" x 72" JM PENTAIR BEIGE color
WTF_PE-3072 | FRP TANK 30" x 72" (-4T) JM PENTAIR BEIGE color | FRP 3072 JM | FRP TANK 30" x 72" JM PENTAIR BEIGE color
WTF_PE-3672 | FRP TANK 36" x 72" (-4T) JM PENTAIR BEIGE color | FRP 3672 JMP | FRP TANK 36" x 72" JM PENTAIR BEIGE color
WTF_SB-1044 | FRP TANK 10" x 44" STAINLESS BODY | FRP SS 1044 | FRP TANK 10" x 44" STAINLESS
WTF_SB-1247 | FRP TANK 12" x 47" STAINLESS BODY | FRP SS 1247 | FRP TANK 12" x 47" STAINLESS
WTF_SB-E0844 | (bdle) FRP TANK 8" x 44" (-2.5T) STRUCTURAL BEIGE color w/ ACCS. | FRP 844 P-AIR | FRP TANK 8" x 44" STRUCTURAL BEIGE color
WTF_SB-E1054 | (bdle) FRP TANK 10" x 54" (-2.5T) STRUCTURAL BEIGE color w/ ACCS. | FRP 1054 P.AIR_1 | FRP TANK 10" x 54" STRUCTURAL BEIGE color
WTF_SE-0844 | FRP TANK 8" x 44" (-2.5T) STRUCTURAL BEIGE color | FRP 844 P-AIR | FRP TANK 8" x 44" STRUCTURAL BEIGE color
WTF_SE-1054 | FRP TANK 10" x 54" (-2.5T) STRUCTURAL BEIGE color | FRP 1054 P.AIR_1 | FRP TANK 10" x 54" STRUCTURAL BEIGE color
WTF_WB-D0948 | (bdle) FRP TANK 9" x 48" (-2.5T) D.I TANK WAVE CYBER BEIGE color w/ ACCS. | FRP 948 WV DI | FRP TANK 9" x 48" WAVE CYBER BEIGE - D.I TANK
WTF_WB-D1252 | (bdle) FRP TANK 12" x 52" (-4.5T) D.I TANK WAVE CYBER BEIGE color w/ ACCS. | FRP 1252DI | FRP TANK 12" x 52" WAVE CYBER BEIGE - DI TANK
WTF_WB-D1447 | (bdle) FRP TANK 14" x 47" (-4.5T) D.I TANK WAVE CYBER BEIGE color w/ ACCS. | FRP 1447DI | FRP TANK 14" x 47" WAVE CYBER BEIGE - DI TANK
WTF_WB-E0844 | (bdle) FRP TANK 8" x 44" (-2.5T) WAVE CYBER BEIGE color w/ ACCS. | FRP 844 WV | FRP TANK 8" x 44" WAVE CYBER BEIGE color
WTF_WB-E0948 | (bdle) FRP TANK 9" x 48" (-2.5T) WAVE CYBER BEIGE color w/ ACCS. | FRP 948 WV | FRP TANK 9" x 48" WAVE CYBER BEIGE color
WTF_WB-E1054 | (bdle) FRP TANK 10" x 54" (-2.5T) WAVE CYBER BEIGE color w/ ACCS. | FRP 1054 WV_1 | FRP TANK 10" x 54" WAVE CYBER BEIGE color
WTF_WB-E1252 | (bdle) FRP TANK 12" x 52" (-2.5T) WAVE CYBER BEIGE color w/ ACCS. | FRP 1252WV | FRP TANK 12" x 52" WAVE CYBER BEIGE
WTF_WB-E1354 | (bdle) FRP TANK 13" x 54" (-2.5T) WAVE CYBER BEIGE color w/ ACCS. | FRP 1354 WC | FRP TANK 13" x 54" WAVE CYBER BEIGE (2.5")
WTF_WB-E1665 | (bdle) FRP TANK 16" x 65" (-2.5T) WAVE CYBER BEIGE color w/ ACCS. | FRP 1665WV_4 | FRP TANK 16" x 65" (2.5") WAVE CYBER BEIGE color
WTF_WB-G1054 | (bdle) FRP TANK 10" x 54" (-2.5T) WAVE CYBER GRAY color w/ ACCS. | FRP 1054 WV_3 | FRP TANK 10" x 54" WAVE CYBER GRAY color
WTF_WB-K1054 | (bdle) FRP TANK 10" x 54" (-2.5T) WAVE CYBER BLACK color w/ ACCS. | FRP 1054 WV_4 | FRP TANK 10" x 54" WAVE CYBER BLACK color
WTF_WB-L1054 | (bdle) FRP TANK 10" x 54" (-2.5T) WAVE CYBER BLUE color w/ ACCS. | FRP 1054 WV_2 | FRP TANK 10" x 54" WAVE CYBER BLUE color
WTF_WD-0948 | FRP TANK 9" x 48" (-2.5T) D.I TANK WAVE CYBER BEIGE color | FRP 948 WV DI | FRP TANK 9" x 48" WAVE CYBER BEIGE - D.I TANK
WTF_WD-1252 | FRP TANK 12" x 52" (-4.5T) D.I TANK WAVE CYBER BEIGE color | FRP 1252DI | FRP TANK 12" x 52" WAVE CYBER BEIGE - DI TANK
WTF_WD-1447 | FRP TANK 14" x 47" (-4.5T) D.I TANK WAVE CYBER BEIGE color | FRP 1447DI | FRP TANK 14" x 47" WAVE CYBER BEIGE - DI TANK
WTF_WE-0844 | FRP TANK 8" x 44" (-2.5T) WAVE CYBER BEIGE color | FRP 844 WV | FRP TANK 8" x 44" WAVE CYBER BEIGE color
WTF_WE-0948 | FRP TANK 9" x 48" (-2.5T) WAVE CYBER BEIGE color | FRP 948 WV | FRP TANK 9" x 48" WAVE CYBER BEIGE color
WTF_WE-1054 | FRP TANK 10" x 54" (-2.5T) WAVE CYBER BEIGE color | FRP 1054 WV_1 | FRP TANK 10" x 54" WAVE CYBER BEIGE color
WTF_WE-1252 | FRP TANK 12" x 52" (-2.5T) WAVE CYBER BEIGE color | FRP 1252WV | FRP TANK 12" x 52" WAVE CYBER BEIGE
WTF_WE-1354/2 | FRP TANK 13" x 54" (-2.5T) WAVE CYBER BEIGE color | FRP 1354 WC | FRP TANK 13" x 54" WAVE CYBER BEIGE (2.5")
WTF_WE-1354/4 | FRP TANK 13" x 54" (-4T) WAVE CYBER BEIGE color | FRP 1354 WC-4" | FRP TANK 13" x 54" WAVE CYBER BEIGE (4")
WTF_WE-1665/2 | FRP TANK 16" x 65" (-2.5T) WAVE CYBER BEIGE color | FRP 1665WV_4 | FRP TANK 16" x 65" (2.5") WAVE CYBER BEIGE color
WTF_WE-1665/4 | FRP TANK 16" x 65" (-4T) WAVE CYBER BEIGE color | FRP 1665 WV_3 | FRP TANK 16" x 65" ( 4") WAVE CYBER BEIGE color
WTF_WE-2162/44 | FRP TANK 21" x 62" (-4T-4B) WAVE CYBER BEIGE color | FRP 2162 WV | FRP TANK 21" x 62" WAVE CYBER BEIGE color
WTF_WE-2472/4 | FRP TANK 24" x 72" (-4T) WAVE CYBER BEIGE color | FRP 2472 WV | FRP TANK 24" x 72" WAVE CYBER BEIGE color
WTF_WE-2472/44 | FRP TANK 24" x 72" (-4T-4B) WAVE CYBER BEIGE color | FRP 2472 WV | FRP TANK 24" x 72" WAVE CYBER BEIGE color
WTF_WE-3072/4 | FRP TANK 30" x 72" (-4T) WAVE CYBER BEIGE color | FRP 3072 WV | FRP TANK 30" x 72" WAVE CYBER BEIGE color
WTF_WE-3072/44 | FRP TANK 30" x 72" (-4T-4B) WAVE CYBER BEIGE color | FRP 3072 WV | FRP TANK 30" x 72" WAVE CYBER BEIGE color
WTF_WE-3672/44 | FRP TANK 36" x 72" (-4T-4B) WAVE CYBER BEIGE color | FRP 3672 WV | FRP TANK 36" x 72" WAVE CYBER BEIGE color
WTF_WE-4872/66 | FRP TANK 48" x 72" (-4FT-4FB) WAVE CYBER BEIGE color | FRP 4872 WV | FRP TANK 48" x 72" WAVE CYBER BEIGE color
WTF_WE-6386/66 | FRP TANK 63" x 86" (-4FT-4FB) WAVE CYBER BEIGE color | FRP 6386 WV | FRP TANK 63" x 86" WAVE CYBER BEIGE color
WTF_WG-1054 | FRP TANK 10" x 54" (-2.5T) WAVE CYBER GRAY color | FRP 1054 WV_3 | FRP TANK 10" x 54" WAVE CYBER GRAY color
WTF_WK-1054 | FRP TANK 10" x 54" (-2.5T) WAVE CYBER BLACK color | FRP 1054 WV_4 | FRP TANK 10" x 54" WAVE CYBER BLACK color
WTF_WL-1054 | FRP TANK 10" x 54" (-2.5T) WAVE CYBER BLUE color | FRP 1054 WV_2 | FRP TANK 10" x 54" WAVE CYBER BLUE color
WTS_BG-05 | (bdle) PRESSURE TANK 5.5 GALLON w/ CONNECTOR | TANK_5.5 | PRESSURE TANK 5.5 gallon
WTS_BG-06 | (bdle) PRESSURE TANK 6 GALLON/22.7L. HYDROSEP BLUE w/ CONNECTOR | TANK_21L HYBLUE | PRESSURE TANK 22.7ltrs. (6 gallon) blue HYDROSEP
WTS_G-02 | STORAGE TANK 2.2 GALLON EMPRESS WHITE | TANK_2.2 EMP | EMPRESS STORAGE TANK 2.2 GALLON (white)
WTS_G-03/2 | STORAGE TANK 3.2 GALLON | TANK_3.2 CCK | STORAGE TANK 3.2 GALLON - CCK
WTS_G-03/6 | STORAGE TANK 3.6 GALLON EMPRESS WHITE | TANK_3.6 EMPRESS | STORAGE TANK 3.6 GALLON - EMPRESS brand
WTS_G-04 | STORAGE TANK 4 GALLON CCK WHITE | TANK_4.0 CCK | STORAGE TANK 4 GALLON - CCK brand
WTS_G-05 | PRESSURE TANK 5.5 GALLON | TANK_5.5 | PRESSURE TANK 5.5 gallon
WTS_G-06 | PRESSURE TANK 6 GALLON/22.7L. HYDROSEP BLUE | TANK_21L HYBLUE | PRESSURE TANK 22.7ltrs. (6 gallon) blue HYDROSEP
WTS_G-11 | STORAGE TANK 11 GALLON | TANK_11 | STORAGE TANK 11 GALLON
WTS_G-20 | STORAGE TANK 20 GALLON | TANK_20 | PRESSURE TANK 20 GALLON
WTS_G-28 | STORAGE TANK 28 GALLON | TANK_28G | STORAGE TANK 28 GALLON BLUE
WTS_S-10 | S-TANK STAINLESS 1000L. | TANK_1000 | S-TANK 1000L.
WTS_S-15 | S-TANK STAINLESS 1500L. | TANK_1500 | S-TANK 1500L
WTS_S-20 | S-TANK STAINLESS 2000L | TANK_2000 | S-TANK 2000L
WUA_BCV-05 | ZYPE BALL CHECK VALVE 1/2" | PVC AP_BCHECK_1/2 | AP BALL CHECK VALVE 1/2"
WUA_BCV-07 | ZYPE BALL CHECK VALVE 3/4" | PVC - BCHECK 3/4" | BALL CHECK VALVE 3/4"
WUA_BCV-1 | ZYPE BALL CHECK VALVE 1" | PVC AP_BCHECK_1" | AP BALL CHECK VALVE 1"
WUA_BCV-2 | ZYPE BALL CHECK VALVE 2" | PVC AP_BCHECK_2" | AP BALL CHECK VALVE 2"
WUA_BCV-25 | ZYPE BALL CHECK VALVE 2*1/2" | PVC - BCHECK 2*1/2" | BALL CHECK VALVE 2*1/2"
WUA_BUV-2 | ZYPE BUTTERFLY VALVE 2" | PVC AP_BV 2" | AP BUTTERFLY VALVE 2"
WUA_BUV-25 | ZYPE BUTTERFLY VALVE 2*1/2" | PVC AP_BV 2*1/2 | AP BUTTERFLY VALVE 2*1/2
WUA_BUV-3 | ZYPE BUTTERFLY VALVE 3" | PVC AP_BV 3" | AP BUTTERFLY VALVE 3"
WUA_BUV-4 | ZYPE BUTTERFLY VALVE 4" | PVC AP_BV 4" | AP BUTTERFLY VALVE 4"
WUA_BV-05 | ZYPE BALL VALVE 1/2" | PVC AP_BVALVE 1/2" | AP BALL VALVE 1/2"
WUA_BV-07 | ZYPE BALL VALVE 3/4" | PVC AP_BVALVE 3/4" | AP BALL VALVE 3/4"
WUA_BV-1 | ZYPE BALL VALVE 1" | PVC - BVALVE 1" | BALL VALVE 1"
WUA_BV-12 | ZYPE BALL VALVE 1*1/4" | PVC - BVALVE 1x1/4 | BALL VALVE 1*1/4
WUA_BV-15 | ZYPE BALL VALVE 1*1/2" | PVC - BVALVE 1x1/2 | BALL VALVE 1*1/2
WUA_BV-2 | ZYPE BALL VALVE 2" | PVC - BVALVE 2" | BALL VALVE 2"
WUA_BV-25 | ZYPE BALL VALVE 2*1/2" | PVC - BVALVE 2*1/2" | BALL VALVE 2*1/2"
WUA_BV-3 | ZYPE BALL VALVE 3" | PVC - BVALVE 3" | BALL VALVE 3"
WUA_C-05 | ZYPE CLAMP 1/2" | PVC AP_CLAMP_1/2 | AP CLAMP 1/2"
WUA_C-07 | ZYPE CLAMP 3/4" | PVC AP_CLAMP_3/4 | AP CLAMP 3/4"
WUA_C-1 | ZYPE CLAMP 1" | PVC AP_CLAMP_1 | AP CLAMP 1"
WUA_CP-05 | ZYPE COUPLING PLAIN 1/2" | PVC AP_COUP PLN_1/2 | AP COUPLING PLAIN 1/2"
WUA_CP-07 | ZYPE COUPLING PLAIN 3/4" | PVC AP_COUP PLN_3/4 | AP COUPLING PLAIN 3/4"
WUA_CP-1 | ZYPE COUPLING PLAIN 1" | PVC AP_COUP PLN_1 | AP COUPLING PLAIN 1"
WUA_CP-12 | ZYPE COUPLING PLAIN 1*1/4 | PVC - COUP_PL 1*1/4 | COUPLING PLAIN 1*1/4
WUA_CP-15 | ZYPE COUPLING PLAIN 1*1/2" | PVC AP_COUP PLN_1*1/2" | AP COUPLING PLAIN 1*1/2"
WUA_CP-2 | ZYPE COUPLING PLAIN 2" | PVC AP_COUP PLN_2 | AP COUPLING PLAIN 2"
WUA_CP-25 | ZYPE COUPLING PLAIN 2*1/2" | PVC AP_COUP PLN_2*1/2" | AP COUPLING PLAIN 2*1/2"
WUA_CP-3 | ZYPE COUPLING PLAIN 3" | PVC AP_COUP PLN_3 | AP COUPLING PLAIN 3"
WUA_CP-4 | ZYPE COUPLING PLAIN 4" | PVC AP_COUP PLN_4 | AP COUPLING PLAIN 4"
WUA_CRT-0502 | ZYPE COUPLING REDUCER THREADED 1/2" x 1/4" | PVC AP_COUP THR_1/2x1/4 | AP COUPLING REDUCER THREADED 1/2" x 1/4"
WUA_CRT-0705 | ZYPE COUPLING REDUCER THREADED 3/4" x 1/2" | PVC AP_COUP THR_3/4X1/2 | AP COUPLING REDUCER THREADED 3/4" x 1/2"
WUA_CT-05 | ZYPE COUPLING THREADED 1/2" | PVC AP_COUP TRD_1/2 | AP COUPLING THREADED 1/2"
WUA_CT-07 | ZYPE COUPLING THREADED 3/4" | PVC AP_COUP TRD_3/4 | AP COUPLING THREADED 3/4"
WUA_CT-1 | ZYPE COUPLING THREADED 1" | PVC AP_COUP TRD_1 | AP COUPLING THREADED 1"
WUA_CT-12 | ZYPE COUPLING THREADED 1*1/4" | PVC AP_COUP TRD_1*1/4" | AP COUPLING THREADED 1*1/4"
WUA_CT-15 | ZYPE COUPLING THREADED 1*1/2" | PVC AP_COUP TRD_1*1/2" | AP COUPLING THREADED 1*1/2"
WUA_CT-2 | ZYPE COUPLING THREADED 2" | PVC AP_COUP TRD_2 | AP COUPLING THREADED 2"
WUA_CT-3 | ZYPE COUPLING THREADED 3" | PVC AP_COUP TRD_3 | AP COUPLING THREADED 3"
WUA_CT-4 | ZYPE COUPLING THREADED 4" | PVC - COUP_TRD 4" | COUPLING THREADED 4"
WUA_DBCV-05 | ZYPE DOUBLE UNION BALL CHECK VALVE 1/2" | PVC AP_DUBCV_1/2 | AP DOUBLE UNION BALL CHECK VALVE 1/2"
WUA_DBCV-07 | ZYPE DOUBLE UNION BALL CHECK VALVE 3/4" | PVC AP_DUBCV_3/4 | AP DOUBLE UNION BALL CHECK VALVE 3/4"
WUA_DBCV-1 | ZYPE DOUBLE UNION BALL CHECK VALVE 1" | PVC AP_DUBCV_1 | AP DOUBLE UNION BALL CHECK VALVE 1"
WUA_DBCV-15 | ZYPE DOUBLE UNION BALL CHECK VALVE 1*1/2" | PVC AP_DUBCV_1*1/2" | AP DOUBLE UNION BALL CHECK VALVE 1*1/2"
WUA_DBCV-2 | ZYPE DOUBLE UNION BALL CHECK VALVE 2" | PVC AP_DUBCV_2 | AP DOUBLE UNION BALL CHECK VALVE 2"
WUA_DBV-05 | ZYPE DOUBLE UNION BALL VALVE 1/2" | PVC AP_DUBV_1/2 | AP DOUBLE UNION BALL VALVE 1/2"
WUA_DBV-07 | ZYPE DOUBLE UNION BALL VALVE 3/4" | PVC AP_DUBV_3/4 | AP DOUBLE UNION BALL VALVE 3/4"
WUA_DBV-1 | ZYPE DOUBLE UNION BALL VALVE 1" | PVC AP_DUBV_1 | AP DOUBLE UNION BALL VALVE 1"
WUA_DBV-12 | ZYPE DOUBLE UNION BALL VALVE 1*1/4" | PVC - DUB1*1/4" | PVC DOUBLE UNION BALL VALVE 1*1/4"
WUA_DBV-15 | ZYPE DOUBLE UNION BALL VALVE 1*1/2" | PVC AP_DUBV_1*1/2 | AP DOUBLE UNION BALL VALVE 1*1/2"
WUA_DBV-2 | ZYPE DOUBLE UNION BALL VALVE 2" | PVC AP_DUBV_2 | AP DOUBLE UNION BALL VALVE 2"
WUA_DBV-25 | ZYPE DOUBLE UNION BALL VALVE 2*1/2" | PVC AP_DUBV_2*1/2 | AP DOUBLE UNION BALL VALVE 2*1/2"
WUA_EC-05 | ZYPE END CAP 1/2" | PVC - ECAP 1/2 | ENDCAP 1/2"
WUA_EC-07 | ZYPE END CAP 3/4" | PVC - ECAP 3/4 | PVC - ECAP 3/4
WUA_EC-1 | ZYPE END CAP 1" | PVC - ECAP 1" | ENDCAP 1"
WUA_EC-25 | ZYPE END CAP 2*1/2" | PVC - ECAP 2*1/2 | ENDCAP 2*1/2"
WUA_ECT-05 | ZYPE END CAP THREADED 1/2" | PVC - ECAP TRD 1/2 | END CAP THREADED 1/2"
WUA_ECT-07 | ZYPE END CAP THREADED 3/4" | PVC - ECAP TRD 3/4 | END CAP THREADED 3/4"
WUA_ECT-1 | ZYPE END CAP THREADED 1" | PVC - ECAP TRD 1 | END CAP THREADED 1"
WUA_EP4-05 | ZYPE 45° ELBOW PLAIN 1/2" | PVC AP_45ELB PLN_1/2 | AP 45° ELBOW PLAIN 1/2"
WUA_EP4-07 | ZYPE 45° ELBOW PLAIN 3/4" | PVC AP_45ELB PLN_3/4 | AP 45° ELBOW PLAIN 3/4"
WUA_EP4-1 | ZYPE 45° ELBOW PLAIN 1" | PVC AP_45ELB PLN_1 | AP 45° ELBOW PLAIN 1"
WUA_EP4-2 | ZYPE 45° ELBOW PLAIN 2" | PVC - ELB PL45 2 | ELBOW PLAIN 2" 45 deg
WUA_EP4-25 | ZYPE 45° ELBOW PLAIN 2*1/2" | PVC - ELB PL45 2*1/2 | ELBOW PLAIN 2*1/2" 45 deg
WUA_EP9-05 | ZYPE 90° ELBOW PLAIN 1/2" | PVC AP_90ELB PLN_1/2 | AP 90° ELBOW PLAIN 1/2"
WUA_EP9-07 | ZYPE 90° ELBOW PLAIN 3/4" | PVC AP_90ELB PLN_3/4 | AP 90° ELBOW PLAIN 3/4"
WUA_EP9-1 | ZYPE 90° ELBOW PLAIN 1" | PVC AP_90ELB PLN_1 | AP 90° ELBOW PLAIN 1"
WUA_EP9-12 | ZYPE 90° ELBOW PLAIN 1*1/4" | PVC AP_90ELB PLN_1*1/4 | AP 90° ELBOW PLAIN 1*1/4"
WUA_EP9-15 | ZYPE 90° ELBOW PLAIN 1*1/2" | PVC AP_90ELB PLN_1*1/2 | AP 90° ELBOW PLAIN 1*1/2"
WUA_EP9-2 | ZYPE 90° ELBOW PLAIN 2" | PVC AP_90ELB PLN_2 | AP 90° ELBOW PLAIN 2"
WUA_EP9-25 | ZYPE 90° ELBOW PLAIN 2*1/2" | PVC AP_90ELB PLN_2*1/2 | AP 90° ELBOW PLAIN 2*1/2"
WUA_EP9-3 | ZYPE 90° ELBOW PLAIN 3" | PVC AP_90ELB PLN_3 | AP 90° ELBOW PLAIN 3"
WUA_EP9-4 | ZYPE 90° ELBOW PLAIN 4" | PVC AP_90ELB PLN_4 | AP 90° ELBOW PLAIN 4"
WUA_EP9-5 | ZYPE 90° ELBOW PLAIN 5" | PVC AP_90ELB PLN_5 | AP 90° ELBOW PLAIN 5"
WUA_EP9-6 | ZYPE 90° ELBOW PLAIN 6" | PVC - ELB PL90 6" | ELBOW PLAIN 6"
WUA_ET9-05 | ZYPE 90° ELBOW THREADED 1/2" | PVC-ELB-TRD 1/2 | ELBOW THREADED 1/2
WUA_ET9-07 | ZYPE 90° ELBOW THREADED 3/4" | PVC-ELB-TRD 3/4 | ELBOW THREADED 3/4
WUA_ET9-1 | ZYPE 90° ELBOW THREADED 1" | PVC-ELB-TRD 1" | ELBOW THREADED 1"
WUA_F-05 | ZYPE FLANGE 1/2" | PVC - FLG 1/2" | FLANGE 1/2"
WUA_F-07 | ZYPE FLANGE 3/4" | PVC - FLG 3/4" | FLANGE 3/4"
WUA_F-1 | ZYPE FLANGE 1" | PVC - FLG 1" | FLANGE 1"
WUA_F-12 | ZYPE FLANGE 1*1/4" | PVC - FLG 1*1/4" | FLANGE 1*1/4"
WUA_F-15 | ZYPE FLANGE 1*1/2" | PVC - FLG 1*1/2" | FLANGE 1*1/2"
WUA_F-2 | ZYPE FLANGE 2" | PVC - FLG 2" | FLANGE 2"
WUA_F-3 | ZYPE FLANGE 3" | PVC - FLG 3" | FLANGE 3"
WUA_F-4 | ZYPE FLANGE 4" | PVC - FLG 4" | FLANGE 4"
WUA_F-5 | ZYPE FLANGE 5" | PVC - FLG 5" | FLANGE 5"
WUA_FC-1 | ZYPE FLANGE CLOSURE 1" | PVC - FLG CLSR 1" | FLANGE CLOSURE 1"
WUA_FC-2 | ZYPE FLANGE CLOSURE 2" | PVC - FLG CLSR 2" | FLANGE CLOSURE 2"
WUA_FD-2 | ZYPE FLANGE DOUBLE 2" | FLANGE 2" | FLANGE 2" DOUBLE
WUA_FD-25 | ZYPE FLANGE DOUBLE 2*1/2" | FLANGE 2" DOUBLE | FLANGE 2" DOUBLE
WUA_FG-1 | ZYPE FLANGE GASKET 1" | PVC - GKT1" | FLANGE GASKET 1"
WUA_FG-12 | ZYPE FLANGE GASKET 1*1/4" | PVC - GKT1*1/4" | FLANGE GASKET 1*1/4"
WUA_FG-15 | ZYPE FLANGE GASKET 1*1/2" | PVC - GKT1*1/2" | FLANGE GASKET 1*1/2"
WUA_FG-2 | ZYPE FLANGE GASKET 2" | PVC - GKT2" | FLANGE GASKET 2"
WUA_FG-25 | ZYPE FLANGE GASKET 2*1/2" | PVC - GKT2*1/2" | FLANGE GASKET 2*1/2"
WUA_FG-3 | ZYPE FLANGE GASKET 3" | PVC - GKT3" | FLANGE GASKET 3"
WUA_FG-4 | ZYPE FLANGE GASKET 4" | PVC - GKT4" | FLANGE GASKET 4"
WUA_FG-5 | ZYPE FLANGE GASKET 5" | PVC - GKT5" | FLANGE GASKET 5"
WUA_FVS-05 | ZYPE FOOT VALVE STRAINER 1/2" | PVC - B FVS1/2 | CLASS B - FOOT VALVE STRAINER 1/2"
WUA_FVS-07 | ZYPE FOOT VALVE STRAINER 3/4" | PVC - B FVS3/4 | CLASS B - FOOT VALVE STRAINER 3/4"
WUA_FVS-1 | ZYPE FOOT VALVE STRAINER 1" | PVC - B FVS1 | CLASS B - FOOT VALVE STRAINER 1"
WUA_FVS-12 | ZYPE FOOT VALVE STRAINER 1*1/4" | PVC - B FVS1*1/4 | CLASS B - FOOT VALVE STRAINER 1*1/4"
WUA_FVS-15 | ZYPE FOOT VALVE STRAINER 1*1/2" | PVC - B FVS1*1/2 | CLASS B - FOOT VALVE STRAINER 1*1/2"
WUA_FVS-2 | ZYPE FOOT VALVE STRAINER 2" | PVC - B FVS2 | CLASS B - FOOT VALVE STRAINER 2"
WUA_FVS-25 | ZYPE FOOT VALVE STRAINER 2*1/2" | PVC - B FVS2*1/2 | CLASS B - FOOT VALVE STRAINER 2*1/2"
WUA_FVS-3 | ZYPE FOOT VALVE STRAINER 3" | PVC - B FVS3 | CLASS B - FOOT VALVE STRAINER 3"
WUA_FVS-4 | ZYPE FOOT VALVE STRAINER 4" | PVC - B FVS4 | CLASS B - FOOT VALVE STRAINER 4"
WUA_IR-0705 | ZYPE INSIDE REDUCER 3/4" x 1/2" | PVC AP_IN RED_3/4x1/2 | AP INSIDE REDUCER 3/4" x 1/2"
WUA_IR-107 | ZYPE INSIDE REDUCER 1" x 3/4" | PVC AP_IN RED_1x3/4 | AP INSIDE REDUCER 1" x 3/4"
WUA_IR-1205 | ZYPE INSIDE REDUCER 1*1/4" x 1/2" | PVC - INS RED_6 | INSIDE REDUCER 1*1/4" x 1/2"
WUA_IR-121 | ZYPE INSIDE REDUCER 1* 1/4" x 1" | PVC AP_IN RED_1*1/4x1 | AP INSIDE REDUCER 1* 1/4 X 1
WUA_IR-151 | ZYPE INSIDE REDUCER 1*1/2" x 1" | PVC - INS RED_10 | INSIDE REDUCER 1*1/2 x 1
WUA_IR-1512 | ZYPE INSIDE REDUCER 1*1/2" x 1*1/4" | PVC AP_IN RED_1*1/2x1*1/4 | AP INSIDE REDUCER 1*1/2x1*1/4
WUA_IR-205 | ZYPE INSIDE REDUCER 2" x 1/2" | PVC - INS RED_14 | INSIDE REDUCER 2 x 1/2
WUA_IR-21 | ZYPE INSIDE REDUCER 2" x 1" | PVC - INS RED_9 | INSIDE REDUCER 2 x 1
WUA_IR-215 | ZYPE INSIDE REDUCER 2" x 1*1/2" | PVC AP_IN RED_2x1*1/2 | AP INSIDE REDUCER 2" x 1*1/2"
WUA_IR-225 | ZYPE INSIDE REDUCER 2" x 2*1/2" | PVC - INS RED_11 | INSIDE REDUCER 2 x 2*1/2
WUA_IR-252 | ZYPE INSIDE REDUCER 2*1/2" x 2" | PVC AP_IN RED_2*1/2x2 | AP INSIDE REDUCER 2* 1/2x 2
WUA_IR-32 | ZYPE INSIDE REDUCER 3" x 2" | PVC - INS RED_8 | INSIDE REDUCER 3 x 2
WUA_IR-325 | ZYPE INSIDE REDUCER 3" x 2*1/2" | PVC AP_IN RED_3x2*1/2 | AP INSIDE REDUCER 3" x 2*1/2"
WUA_IR-43 | ZYPE INSIDE REDUCER 4" x 3" | PVC - INS RED_7 | INSIDE REDUCER 4 x 3
WUA_MA-05 | ZYPE MALE ADAPTOR 1/2" | PVC AP_MALE A_1/2 | AP MALE ADAPTOR 1/2"
WUA_MA-07 | ZYPE MALE ADAPTOR 3/4" | PVC AP_MALE A_3/4 | AP MALE ADAPTOR 3/4"
WUA_MA-1 | ZYPE MALE ADAPTOR 1" | PVC AP_MALE A_1 | AP MALE ADAPTOR 1"
WUA_MA-12 | ZYPE MALE ADAPTOR 1*1/4" | PVC AP_MALE A_1*1/4 | AP MALE ADAPTOR 1*1/4"
WUA_MA-15 | ZYPE MALE ADAPTOR 1*1/2" | PVC AP_MALE A_1*1/2 | AP MALE ADAPTOR 1*1/2"
WUA_MA-2 | ZYPE MALE ADAPTOR 2" | PVC AP_MALE A_2 | AP MALE ADAPTOR 2"
WUA_MA-25 | ZYPE MALE ADAPTOR 2*1/2" | PVC AP_MALE A_2*1/2 | AP MALE ADAPTOR 2*1/2"
WUA_MA-3 | ZYPE MALE ADAPTOR 3" | PVC AP_MALE A_3 | AP MALE ADAPTOR 3"
WUA_MA-4 | ZYPE MALE ADAPTOR 4" | PVC - M ADP 4" | MALE ADAPTOR 4"
WUA_MPT-05 | ZYPE MALE PATENTE THREADED 1/2" | PVC AP_MPT_1/2 | AP MALE PATENTE THREADED 1/2"
WUA_MPT-07 | ZYPE MALE PATENTE THREADED 3/4" | PVC AP_MPT_3/4 | AP MALE PATENTE THREADED 3/4"
WUA_MPT-1 | ZYPE MALE PATENTE THREADED 1" | PVC AP_MPT_1 | AP MALE PATENTE THREADED 1"
WUA_OR-0705 | ZYPE OUTSIDE REDUCER 3/4" x 1/2" | PVC AP_OUT RED_3/4x1/2 | AP OUTSIDE REDUCER 3/4" x1/2"
WUA_OR-105 | ZYPE OUTSIDE REDUCER 1" x 1/2" | PVC - OUT RED_2 | OUTSIDE REDUCER 1 x 1/2
WUA_OR-107 | ZYPE OUTSIDE REDUCER 1" x 3/4" | PVC AP_OUT RED_1x3/4 | AP OUTSIDE REDUCER 1" x 3/4"
WUA_OR-1507 | ZYPE OUTSIDE REDUCER 1*1/2" x 3/4" | PVC - OUT RED 1*1/2" X 3/4" | OUTSIDE REDUCER 1*1/2" x 3/4"
WUA_OR-151 | ZYPE OUTSIDE REDUCER 1*1/2" x 1" | PVC AP_OUT RED_1*1/2x1 | AP OUTSIDE REDUCER 1*1/2" x 1"
WUA_OR-21 | ZYPE OUTSIDE REDUCER 2" x 1" | PVC - OUT RED_5 | OUTSIDE REDUCER 2 X 1
WUA_OR-215 | ZYPE OUTSIDE REDUCER 2" x 1*1/2" | PVC AP_OUT RED_2x1*1/2 | AP OUTSIDE REDUCER 2" x 1*1/2"
WUA_OR-32 | ZYPE OUTSIDE REDUCER 3" x 2" | PVC - OUT RED_3X2 | OUTSIDE REDUCER 3"X2"
WUA_OR-325 | ZYPE OUTSIDE REDUCER 3* x 2*1/2" | PVC - OUT RED_3x2*1/2 | OUTSIDE REDUCER 3* x 2*1/2"
WUA_OR-42 | ZYPE OUTSIDE REDUCER 4" x 2" | PVC AP_OUT RED_4x2 | AP OUTSIDE REDUCER 4" x 2"
WUA_OR-43 | ZYPE OUTSIDE REDUCER 4" x 3" | PVC - OUT RED_4"x3" | OUTSIDE REDUCER 4" x 3"
WUA_P-05 | ZYPE PIPE 1/2" | PVC - P1/2 | PIPE 1/2
WUA_P-07 | ZYPE PIPE 3/4 | PVC - P3/4 | PIPE 3/4
WUA_P-1 | ZYPE PIPE 1" | PVC - P1 | PIPE 1"
WUA_P-12 | ZYPE PIPE 1*1/4" | PVC - P1*1/4 | PIPE 1*1/4"
WUA_P-15 | ZYPE PIPE 1*1/2" | PVC - P 1x1/2 | PIPE 1*1/2
WUA_P-2 | ZYPE PIPE 2" | PVC - P2 | PIPE 2"
WUA_P-25 | ZYPE PIPE 2*1/2" | PVC - P 2x1/2 | PIPE 2*1/2
WUA_P-3 | ZYPE PIPE 3" | PVC - P3 | PIPE 3"
WUA_P-4 | ZYPE PIPE 4" | PVC - P4 | PIPE 4"
WUA_P-5 | ZYPE PIPE 5" | PVC - P5 | PIPE 5"
WUA_P-6 | ZYPE PIPE 6" | PVC - P6 | PIPE 6"
WUA_P-8 | ZYPE PIPE 8" (sample only) | PVC - P8 | PIPE 8"
WUA_PP-05 | ZYPE PATENTE PLAIN 1/2" | PVC AP_PTN PLN_1/2 | AP PATENTE PLAIN 1/2"
WUA_PP-07 | ZYPE PATENTE PLAIN 3/4" | PVC AP_PTN PLN_3/4 | AP PATENTE PLAIN 3/4"
WUA_PP-1 | ZYPE PATENTE PLAIN 1" | PVC AP_PTN PLN_1 | AP PATENTE PLAIN 1"
WUA_PP-12 | ZYPE PATENTE PLAIN 1*1/4" | PVC AP_PTN PLN_1*1/4 | AP PATENTE PLAIN 1*1/4
WUA_PP-15 | ZYPE PATENTE PLAIN 1*1/2" | PVC AP_PTN PLN_1*1/2 | AP PATENTE PLAIN 1*1/2
WUA_PP-2 | ZYPE PATENTE PLAIN 2" | PVC AP_PTN PLN_2 | AP PATENTE PLAIN 2"
WUA_PP-25 | ZYPE PATENTE PLAIN 2*1/2" | PVC AP_PTN PLN_2*1/2 | AP PATENTE PLAIN 2*1/2"
WUA_PP-3 | ZYPE PATENTE PLAIN 3" | PVC AP_PTN PLN_3 | AP PATENTE PLAIN 3"
WUA_PP-4 | ZYPE PATENTE PLAIN 4" | PVC - PTT - EDPM4 | PATENTE 4"
WUA_PT-05 | ZYPE PATENTE THREADED 1/2" | PVC AP_PTN TRD_1/2 | AP PATENTE THREADED 1/2"
WUA_PT-07 | ZYPE PATENTE THREADED 3/4" | PVC AP_PTN TRD_3/4 | AP PATENTE THREADED 3/4"
WUA_PT-1 | ZYPE PATENTE THREADED 1" | PVC AP_PTN TRD_1 | AP PATENTE THREADED 1"
WUA_PT-12 | ZYPE PATENTE THREADED 1*1/4" | PVC AP_PTN TRD_1*1/4 | AP PATENTE THREADED 1*1/4"
WUA_PT-15 | ZYPE PATENTE THREADED 1*1/2" | PVC AP_PTN TRD_1*1/2 | AP PATENTE THREADED 1*1/2"
WUA_PT-2 | ZYPE PATENTE THREADED 2" | PVC AP_PTN TRD_2 | AP PATENTE THREADED 2"
WUA_PT-3 | ZYPE PATENTE THREADED 3" | PVC - PTT THRD 3" | PATENTE THREADED 3"
WUA_PT-4 | ZYPE PATENTE THREADED 4" | PVC - PTT THRD 4" | PATENTE THREADED 4"
WUA_TP-05 | ZYPE TEE PLAIN 1/2" | PVC AP_TEE PLN_1/2 | AP TEE PLAIN 1/2"
WUA_TP-07 | ZYPE TEE PLAIN 3/4" | PVC AP_TEE PLN_3/4 | AP TEE PLAIN 3/4"
WUA_TP-1 | ZYPE TEE PLAIN 1" | PVC AP_TEE PLN_1 | AP TEE PLAIN 1"
WUA_TP-12 | ZYPE TEE PLAIN 1*1/4" | PVC AP_TEE PLN_1*1/4 | AP TEE PLAIN 1*1/4"
WUA_TP-15 | ZYPE TEE PLAIN 1*1/2" | PVC AP_TEE PLN_1*1/2 | AP TEE PLAIN 1*1/2"
WUA_TP-2 | ZYPE TEE PLAIN 2" | PVC AP_TEE PLN_2 | AP TEE PLAIN 2"
WUA_TP-25 | ZYPE TEE PLAIN 2*1/2" | PVC AP_TEE PLN_2*1/2 | AP TEE PLAIN 2*1/2"
WUA_TP-3 | ZYPE TEE PLAIN 3" | PVC AP_TEE PLN_3 | AP TEE PLAIN 3"
WUA_TP-4 | ZYPE TEE PLAIN 4" | PVC AP_TEE PLN_4 | AP TEE PLAIN 4"
WUA_TP-5 | ZYPE TEE PLAIN 5" | PVC-TPL5 | TEE PLAIN 5"
WUA_TP-6 | ZYPE TEE PLAIN 6" | PVC-TPL6 | TEE PLAIN 6"
WUA_TPBV-05 | ZYPE TWO PIECE BALL VALVE 1/2" | PVC AP_TPBV 1/2 | AP TWO PIECE BALL VALVE 1/2"
WUA_TPBV-07 | ZYPE TWO PIECE BALL VALVE 3/4" | PVC AP_TPBV 3/4 | PVC AP_TPBV 3/4
WUA_TPBV-1 | ZYPE TWO PIECE BALL VALVE 1" | PVC AP_TPBV 1 | AP TWO PIECE BALL VALVE 1"
WUA_TT-07 | ZYPE TEE THREADED 3/4" | PVC_TTH3/4 | TEE THREADED 3/4"
WUB_DAT | DOUBLE ADHESIVE TAPE w/ FOAM | PVC - DA | DOUBLE ADHESIVE
WUB_FVA | FORMOSA VINYL ADHESIVE 410g | PVC - F.V.A | FORMOSA VINYL ADHESIVE
WUB_IPS-68 | IPS WELD-ON P-68 PRIMER 16oz | PVC - P - 68 | WELD - ON P-68 PRIMERA
WUB_PCG-06 | PIPE CUTTER GREEN 42MM (DL2506) | PVC - CUTTER | PVC PIPE CUTTER GREEN
WUB_PCG-07 | PIPE CUTTER GREEN 42MM (DL2507) | PVC - CUTTER 1 | PVC PIPE CUTTER GREEN 2507
WUB_PCO-42 | PIPE CUTTER ORANGE 42MM (ST-0902) | PVC - CUTTER42 | PVC PIPE CUTTER ORANGE 42MM
WUB_PCO-63 | PIPE CUTTER ORANGE 63MM | PVC - CUTTER63 | PVC PIPE CUTTER ORANGE 63MM
WUB_SCP-07 | STAINLESS CLAMP for PIPE 3/4" | PVC - CL 3/4 SS | STAINLESS CLAMP for PIPE 3/4"
WUB_SCP-1 | STAINLESS CLAMP for PIPE 1" | PVC - CL 1 SS | STAINLESS CLAMP for PIPE 1"
WUB_SCP-12 | STAINLESS CLAMP for PIPE 1*1/4" | PVC - CL 1*1/4 SS | STAINLESS CLAMP FOR PIPE 1*1/4
WUB_SCP-15 | STAINLESS CLAMP for PIPE 1*1/2" | PVC - CL 1*1/2 SS | STAINLESS CLAMP for PIPE 1*1/2"
WUB_SCP-2 | STAINLESS CLAMP for PIPE 2" | PVC - CL 2 SS | STAINLESS CLAMP for PIPE 2"
WUB_SCP-3 | STAINLESS CLAMP for PIPE 3" | PVC - CL 3 SS | STAINLESS CLAMP for PIPE 3"
WUB_SCP-4 | STAINLESS CLAMP for PIPE 4" | PVC - CL 4 SS | STAINLESS CLAMP for PIPE 4"
WUB_TTT-34 | TITANIUM TEFLON TAPE 3/4" | PVC- TEFLON | TEFLON TAPE
WUB_WC7-16 | WELD-ON PVC 711 CEMENT 16oz. | PVC - C-711-0.5L | PVC 711 CEMENT
WUB_WC7-32 | WELD-ON PVC 711 CEMENT 32oz. | PVC - C -711-32OZ. | PVC 711 CEMENT 32oz.
WUB_ZC-0500 | ZYPE CEMENT 500ML | PVC - ZPC-500 | ZYPE PVC CEMENT 500ml
WUB_ZC-1000 | ZYPE CEMENT 1000ML | PVC - ZPC-1000 | ZYPE PVC CEMENT 1000ml
WUC_BV-05 | CLASS B - BALL VALVE 1/2" | PVC - B BV 1/2 | CLASS B - BALL VALVE 1/2"
WUC_BV-07 | CLASS B - BALL VALVE 3/4" | PVC - B BV 3/4 | CLASS B - BALL VALVE 3/4"
WUC_BV-1 | CLASS B - BALL VALVE 1" | PVC - B BV 1 | CLASS B - BALL VALVE 1"
WUC_BV-15 | CLASS B - BALL VALVE 1*1/2" | PVC - B BV 1*1/2 | CLASS B - BALL VALVE 1*1/2"
WUC_BV-2 | CLASS B - BALL VALVE 2" | PVC - B BV 2 | CLASS B - BALL VALVE 2"
WUC_BV-3 | CLASS B - BALL VALVE 3" | PVC - B BV 3 | CLASS B - BALL VALVE 3"
WUC_C-05 | CLASS B - CLAMP 1/2" | PVC - B CL1/2 | CLASS B - CLAMP 1/2"
WUC_C-07 | CLASS B - CLAMP 3/4" | PVC - B CL3/4 | CLASS B - CLAMP 3/4"
WUC_C-1 | CLASS B - CLAMP 1" | PVC - B CL1 | CLASS B - CLAMP 1"
WUC_C-15 | CLASS B - CLAMP 1*1/2" | PVC - B CL1*1/2 | CLASS B - CLAMP 1*1/2"
WUC_C-2 | CLASS B - CLAMP 2" | PVC - B CL2 | CLASS B - CLAMP 2"
WUC_C-3 | CLASS B - CLAMP 3" | PVC - B CL3 | CLASS B - CLAMP 3"
WUC_C-4 | CLASS B - CLAMP 4" | PVC - B CL4 | CLASS B - CLAMP 4"
WUC_CP-05 | CLASS B - COUPLING PLAIN 1/2" | PVC - B CP1/2 | CLASS B - COUPLING PLAIN 1/2"
WUC_CP-07 | CLASS B - COUPLING PLAIN 3/4" | PVC - B CP3/4 | CLASS B - COUPLING PLAIN 3/4"
WUC_CP-1 | CLASS B - COUPLING PLAIN 1" | PVC - B CP1 | CLASS B - COUPLING PLAIN 1"
WUC_CP-2 | CLASS B - COUPLING PLAIN 2" | PVC - B CP2 | CLASS B - COUPLING PLAIN 2"
WUC_CP-3 | CLASS B - COUPLING PLAIN 3" | PVC - B CP3 | CLASS B - COUPLING PLAIN 3"
WUC_CP-4 | CLASS B - COUPLING PLAIN 4" | PVC - B CP4 | CLASS B - COUPLING PLAIN 4"
WUC_DUBV-05 | CLASS B - DOUBLE UNION BALL VALVE 1/2" | PVC - B DUB1/2 | CLASS B - DOUBLE UNION BALL VALVE 1/2"
WUC_DUBV-07 | CLASS B - DOUBLE UNION BALL VALVE 3/4" | PVC - B DUB3/4 | CLASS B - DOUBLE UNION BALL VALVE 3/4"
WUC_DUBV-1 | CLASS B - DOUBLE UNION BALL VALVE 1" | PVC - B DUB1 | CLASS B - DOUBLE UNION BALL VALVE 1"
WUC_DUBV-15 | CLASS B - DOUBLE UNION BALL VALVE 1*1/2" | PVC - B DUB1*1/2 | CLASS B - DOUBLE UNION BALL VALVE 1*1/2"
WUC_DUBV-2 | CLASS B - DOUBLE UNION BALL VALVE 2" | PVC - B DUB2 | CLASS B - DOUBLE UNION BALL VALVE 2"
WUC_EP4-05 | CLASS B - ELBOW PLAIN 45° 1/2" | PVC - B EP45 1/2 | CLASS B - ELBOW PLAIN 45 degree 1/2"
WUC_EP4-07 | CLASS B - ELBOW PLAIN 45° 3/4" | PVC - B EP45 3/4 | CLASS B - ELBOW PLAIN 45 degree 3/4"
WUC_EP4-1 | CLASS B - ELBOW PLAIN 45° 1" | PVC - B EP45 1 | CLASS B - ELBOW PLAIN 45 degree 1"
WUC_EP9-07 | CLASS B - ELBOW PLAIN 90° 3/4" | PVC - B EP90 3/4 | CLASS B - ELBOW PLAIN 90 degree 3/4"
WUC_EP9-1 | CLASS B - ELBOW PLAIN 90° 1" | PVC - B EP90 1 | CLASS B - ELBOW PLAIN 90 degree 1"
WUC_EP9-2 | CLASS B - ELBOW PLAIN 90° 2" | PVC - B EP90 2 | CLASS B - ELBOW PLAIN 90 degree 2"
WUC_EP9-3 | CLASS B - ELBOW PLAIN 90° 3" | PVC - B EP90 3 | CLASS B - ELBOW PLAIN 90 degree 3"
WUC_EP9-4 | CLASS B - ELBOW PLAIN 90° 4" | PVC - B EP90 4 | CLASS B - ELBOW PLAIN 90 degree 4"
WUC_FA-05 | CLASS B - FEMALE ADAPTOR 1/2" | PVC - B FA1/2 | CLASS B - FEMALE ADAPTOR 1/2"
WUC_FA-07 | CLASS B - FEMALE ADAPTOR 3/4" | PVC - B FA3/4 | CLASS B - FEMALE ADAPTOR 3/4"
WUC_FA-1 | CLASS B - FEMALE ADAPTOR 1" | PVC - B FA1 | CLASS B - FEMALE ADAPTOR 1"
WUC_FV-07 | CLASS B - FOOT VALVE 3/4" (DN25) | PVC - B FV3/4 | CLASS B - FOOT VALVE 3/4" (DN25)
WUC_FV-1 | CLASS B - FOOT VALVE 1" (DN32) | PVC - B FV1 | CLASS B - FOOT VALVE 1" (DN32)
WUC_FV-15 | CLASS B - FOOT VALVE 1*1/2" (DN50) | PVC - B FV1*1/2 | CLASS B - FOOT VALVE 1*1/2" (DN50)
WUC_FV-2 | CLASS B - FOOT VALVE 2" (DN63) | PVC - B FV2 | CLASS B - FOOT VALVE 2" (DN63)
WUC_FV-4 | CLASS B - FOOT VALVE 4" (DN100) | PVC - B FV4 | CLASS B - FOOT VALVE 4" (DN100)
WUC_IR-0705 | CLASS B - INSIDE REDUCER 3/4" x 1/2" (DN25*20) | PVC - B IR3/4x1/2 | CLASS B - INSIDE REDUCER 3/4" x 1/2" (DN25*20)
WUC_IR-107 | CLASS B - INSIDE REDUCER 1" x 3/4" (DN32*25) | PVC - B IR1x3/4 | CLASS B - INSIDE REDUCER 1" x 3/4" (DN32*25)
WUC_IR-151 | CLASS B - INSIDE REDUCER 1*1/2" x 1" (DN50*32) | PVC - B IR1*1/2x1 | CLASS B - INSIDE REDUCER 1*1/2" x 1" (DN50*32)
WUC_IR-1512 | CLASS B - INSIDE REDUCER 1*1/2" x 1*1/4" (DN50*40) | PVC - B IR1*1/2x1*1/4 | CLASS B - INSIDE REDUCER 1*1/2" x 1*1/4" (DN50*40)
WUC_IR-215 | CLASS B - INSIDE REDUCER 2" x 1*1/2" (DN63*50) | PVC - B IR2x1*1/2 | CLASS B - INSIDE REDUCER 2" x 1*1/2" (DN63*50)
WUC_MA-05 | CLASS B - MALE ADAPTOR 1/2" | PVC - B MA1/2 | CLASS B - MALE ADAPTOR 1/2"
WUC_MA-07 | CLASS B - MALE ADAPTOR 3/4" | PVC - B MA3/4 | CLASS B - MALE ADAPTOR 3/4"
WUC_MA-1 | CLASS B - MALE ADAPTOR 1" | PVC - B MA1 | CLASS B - MALE ADAPTOR 1"
WUC_OR-0705 | CLASS B - OUTSIDE REDUCER 3/4" x 1/2" (25*20) | PVC - B OR3/4x1/2 | CLASS B - OUTSIDE REDUCER 3/4" x 1/2" (25*20)
WUC_OR-105 | CLASS B - OUTSIDE REDUCER 1" x 1/2" (32*20) | PVC - B OR1x1/2 | CLASS B - OUTSIDE REDUCER 1" x 1/2" (32*20)
WUC_OR-107 | CLASS B - OUTSIDE REDUCER 1" x 3/4" (32*25) | PVC - B OR1x3/4 | CLASS B - OUTSIDE REDUCER 1" x 3/4" (32*25)
WUC_OR-151 | CLASS B - OUTSIDE REDUCER 1*1/2" x 1" (50*32) | PVC - B OR1*1/2x1 | CLASS B - OUTSIDE REDUCER 1*1/2" x 1" (50*32)
WUC_OR-215 | CLASS B - OUTSIDE REDUCER 2" x 1*1/2" (63*50) | PVC - B OR2x1*1/2 | CLASS B - OUTSIDE REDUCER 2" x 1*1/2" (63*50)
WUC_OR-32 | CLASS B - OUTSIDE REDUCER 3" x 2" (90*63) | PVC - B OR3x2 | CLASS B - OUTSIDE REDUCER 3" x 2" (90*63)
WUC_OR-43 | CLASS B - OUTSIDE REDUCER 4" x 3" (110*90) | PVC - B OR4x3 | CLASS B - OUTSIDE REDUCER 4" x 3" (110*90)
WUC_P-07 | CLASS B - PIPE 3/4" | PVC - B P3/4 | CLASS B - PIPE 3/4"
WUC_P-1 | CLASS B - PIPE 1" | PVC - B P1 | CLASS B - PIPE 1"
WUC_P-4 | CLASS B - PIPE 4" | PVC - B P4 | CLASS B - PIPE 4"
WUC_PP-05 | CLASS B - PATENTE PLAIN 1/2" | PVC - B PP1/2 | CLASS B - PATENTE PLAIN 1/2"
WUC_PP-07 | CLASS B - PATENTE PLAIN 3/4" | PVC - B PP3/4 | CLASS B - PATENTE PLAIN 3/4"
WUC_PP-1 | CLASS B - PATENTE PLAIN 1" | PVC - B PP1 | CLASS B - PATENTE PLAIN 1"
WUC_PP-2 | CLASS B - PATENTE PLAIN 2" | PVC - B PP2 | CLASS B - PATENTE PLAIN 2"
WUC_PP-3 | CLASS B - PATENTE PLAIN 3" | PVC - B PP3 | CLASS B - PATENTE PLAIN 3"
WUC_PP-4 | CLASS B - PATENTE PLAIN 4" | PVC - B PP4 | CLASS B - PATENTE PLAIN 4"
WUC_TP-05 | CLASS B - TEE PLAIN 1/2" | PVC - B TP1/2 | CLASS B - TEE PLAIN 1/2"
WUC_TP-07 | CLASS B - TEE PLAIN 3/4" | PVC - B TP3/4 | CLASS B - TEE PLAIN 3/4"
WUC_TP-1 | CLASS B - TEE PLAIN 1" | PVC - B TP1 | CLASS B - TEE PLAIN 1"
WUD_CBT-0505 | CLASS-C COUPLING BRASS THREADED 1/2" x 1/2" (OLD) | U-PVCB CBT 1/2x1/2 | COUPLING BRASS THREADED 1/2" x 1/2" (OLD)
WUD_CBT-0705 | CLASS-C COUPLING BRASS THREADED 3/4" x 1/2" (OLD) | U-PVCB CBT 3/4x1/2 | COUPLING BRASS THREADED 3/4" x 1/2" (OLD)
WUD_CBT-0707 | CLASS-C COUPLING BRASS THREADED 3/4" x 3/4" (OLD) | U-PVCB CBT 3/4x3/1 | COUPLING BRASS THREADED 3/4" x 3/4" (OLD)
WUD_CBT-105 | CLASS-C COUPLING BRASS THREADED 1" x 1/2" (OLD) | U-PVCB CBT 1x1/2 | COUPLING BRASS THREADED 1" x 1/2" (OLD)
WUD_CBT-107 | CLASS-C COUPLING BRASS THREADED 1" x 3/4" (OLD) | U-PVCB CBT 1x3/4 | COUPLING BRASS THREADED 1" x 3/4" (OLD)
WUD_CBT-11 | CLASS-C COUPLING BRASS THREADED 1" x 1" (OLD) | U-PVCB CBT 1x1 | COUPLING BRASS THREADED 1" x 1" (OLD)
WUD_CBT-207 | CLASS-C COUPLING BRASS THREADED 2" x 3/4" (OLD) | U-PVCB CBT 2x3/4 | COUPLING BRASS THREADED 2" x 3/4" (OLD)
WUD_CBT-21 | CLASS-C COUPLING BRASS THREADED 2" x 1" (OLD) | U-PVCB CBT 2x1 | COUPLING BRASS THREADED 2" x 1" (OLD)
WUD_CP-2 | CLASS-C COUPLING PLAIN 2" (OLD) | U-PVCB CP 2 | COUPLING PLAIN 2" (OLD)
WUD_CP-3 | CLASS-C COUPLING PLAIN 3" (OLD) | U-PVCB CP 3 | COUPLING PLAIN 3" (OLD)
WUD_CP-4 | CLASS-C COUPLING PLAIN 4" (OLD) | U-PVCB CP 4 | COUPLING PLAIN 4" (OLD)
WUD_EP9-15 | CLASS-C ELBOW PLAIN 90° 1*1/2" (OLD) | U-PVCB EP 1*1/2 | ELBOW PLAIN 90 degree 1*1/2" (OLD)
WUD_EP9-2 | CLASS-C ELBOW PLAIN 90° 2" (OLD) | U-PVCB EP 2 | ELBOW PLAIN 90 degree 2" (OLD)
WUD_EP9-3 | CLASS-C ELBOW PLAIN 90° 3" (OLD) | U-PVCB EP 3 | ELBOW PLAIN 90 degree 3" (OLD)
WUD_EP9-4 | CLASS-C ELBOW PLAIN 90° 4" (OLD) | U-PVCB EP 4 | ELBOW PLAIN 90 degree 4" (OLD)
WUD_F-3 | CLASS-C FLANGE 3" (OLD) | U-PVCB FL 3 | FLANGE 3" (OLD)
WUD_F-4 | CLASS-C FLANGE 4" (OLD) | U-PVCB FL 4 | FLANGE 4" (OLD)
WUD_IR-325 | CLASS-C INSIDE REDUCER 3" x 2*1/2" (OLD) | U-PVCB IR 3x2*1/2 | INSIDE REDUCER 3" x 2*1/2" (OLD)
WUD_IR-43 | CLASS-C INSIDE REDUCER 4" x 3" (OLD) | U-PVCB IR 4x3 | INSIDE REDUCER 4" x 3" (OLD)
WUD_MA-2 | CLASS-C MALE ADAPTOR 2" (OLD) | U-PVCB MA 2 | MALE ADAPTOR 2" (OLD)
WUD_MA-3 | CLASS-C MALE ADAPTOR 3" (OLD) | U-PVCB MA 3 | MALE ADAPTOR 3" (OLD)
WUD_PP-05 | CLASS-C PATENTE PLAIN 1/2" (OLD) | U-PVCB PP 1/2 | PATENTE PLAIN 1/2" (OLD)
WUD_PP-07 | CLASS-C PATENTE PLAIN 3/4" (OLD) | U-PVCB PP 3/4 | PATENTE PLAIN 3/4" (OLD)
WUD_PP-1 | CLASS-C PATENTE PLAIN 1" (OLD) | U-PVCB PP 1 | PATENTE PLAIN 1" (OLD)
WUD_PP-2 | CLASS-C PATENTE PLAIN 2" (OLD) | U-PVCB PP 2 | PATENTE PLAIN 2" (OLD)
WUD_PP-3 | CLASS-C PATENTE PLAIN 3" (OLD) | U-PVCB PP 3 | PATENTE PLAIN 3" (OLD)
WUD_TP-2 | CLASS-C TEE PLAIN 2" (OLD) | U-PVCB TP 2 | TEE PLAIN 2" (OLD)
WUD_TP-4 | CLASS-C TEE PLAIN 4" (OLD) | U-PVCB TP 4 | TEE PLAIN 4" (OLD)
WUV_AL-02 | ULTRA VIOLET AQUA-B LAMP 2 GPM (14W) | UV LAMP 2GPM (AB) | ULTRA VIOLET LAMP 2 GPM - (aqua-b)
WUV_AL-06 | ULTRA VIOLET AQUA-B LAMP 6 GPM (23W) | UV LAMP 6GPM (AB) | ULTRA VIOLET LAMP 6 GPM - (aqua-b)
WUV_AL-08 | ULTRA VIOLET AQUA-B LAMP 8 GPM (30W) | UV LAMP 8GPM (AB) | ULTRA VIOLET LAMP 8 GPM - (aqua-b)
WUV_AL-12 | ULTRA VIOLET AQUA-B LAMP 12 GPM (43W) | UV LAMP 12GPM (AB) | ULTRA VIOLET LAMP 12 GPM - (aqua-b)
WUV_EB-06 | ULTRA VIOLET TEDITO-ECO BALLAST 6 GPM (taiwan) | UV BALLAST TE6 | ULTRA VIOLET TEDITO-ECO BALLAST 6 GPM (taiwan)
WUV_EL-06 | ULTRA VIOLET TEDITO-ECO LAMP 6 GPM (T5L/28W) | UV LAMP TE-6 | ULTRA VIOLET TEDITO-ECO LAMP 6 GPM (T5L/28W)
WUV_EQ-06 | ULTRA VIOLET TEDITO-ECO QUARTZSLEEVE 6 GPM (21") | UV QUART TE-6 | ULTRA VIOLET TEDITO-ECO QUARTZSLEEVE 6 GPM (21")
WUV_ES-06 | ULTRA VIOLET TEDITO-ECO SET 6 GPM (taiwan) | UV SET TE-6 | ULTRA VIOLET TEDITO-ECO SET 6 GPM (taiwan)
WUV_TB-06 | ULTRA VIOLET TEDITO BALLAST 6-12GPM (china) | UV BALLAST TD6 | ULTRA VIOLET BALLAST 6-12GPM TEDITO (china)
WUV_TL-06 | ULTRA VIOLET TEDITO LAMP 6 GPM (T5L/21W) | UV LAMP X-6 | U.V LAMP 6 GPM - TEDITO brand (T5L/21W)
WUV_TL-08 | ULTRA VIOLET TEDITO LAMP 8 GPM (T5L/29W) | UV LAMP X-8 | U.V LAMP 8 GPM - TEDITO brand (T5L/29W)
WUV_TL-12 | ULTRA VIOLET TEDITO LAMP 12 GPM (T5L/40W) | UV LAMP X-12 | U.V LAMP 12 GPM - TEDITO brand (T5L/40W)
WUV_TS-06 | ULTRA VIOLET TEDITO SET 6 GPM (china) | UV SET X-6TC | ULTRA VIOLET SET 6 GPM - TEDITO brand (china)
WUV_TS-08 | ULTRA VIOLET TEDITO SET 8 GPM (china) | UV SET X-8TC | ULTRA VIOLET SET 8 GPM - TEDITO brand (china)
WUV_TS-12 | ULTRA VIOLET TEDITO SET 12 GPM (china) | UV SET X-12TC | ULTRA VIOLET SET 12 GPM - TEDITO brand (china)
WUV_WB-02 | ULTRA VIOLET WONDER BALLAST 2 GPM | UV BALLAST REP 2 | ULTRA VIOLET BALLAST 2 GPM
WUV_WB-06 | ULTRA VIOLET WONDER BALLAST 6-12 GPM | UV BALLAST REP6 | ULTRA VIOLET BALLAST 6-12 GPM (automatic control)
WUV_WB-24 | ULTRA VIOLET WONDER BALLAST 24 GPM w/ CONTROL BOX | UV BALLAST UB24 | ULTRA VIOLET BALLAST 24 GPM W/CONTROL BOX
WUV_WB-24b | ULTRA VIOLET WONDER BALLAST 24-35 GPM BLACK (64-85w) | UV BALLAST UB24 black | ULTRA VIOLET BALLAST 24 GPM 64w - 85w (black)
WUV_WB-35 | ULTRA VIOLET WONDER BALLAST 35 GPM w/ CONTROL BOX | UV BALLAST UB35 | ULTRA VIOLET BALLAST 35 GPM
WUV_WEB-3 | ULTRA VIOLET WONDER SUBMERSIBLE BALLAST E-300 | UV BALLAST E-300 | U.V BALLAST E-300 model
WUV_WEB-4 | ULTRA VIOLET WONDER SUBMERSIBLE BALLAST E-400 | UV BALLAST E-400 | U.V BALLAST E-400 model
WUV_WES-3 | ULTRA VIOLET WONDER SUBMERSIBLE SET E-300 (29W) | UV SET E-300 | ULTRA VIOLET E-300 (29W) (submersible)
WUV_WES-4 | ULTRA VIOLET WONDER SUBMERSIBLE SET E-400 (40W) | UV SET E-400 | ULTRA VIOLET SET E-400 (40W) (submersible)
WUV_WL-01 | ULTRA VIOLET WONDER LAMP 1 GPM (10W) | UV LAMP 1 | ULTRA VIOLET LAMP 1 GPM
WUV_WL-02 | ULTRA VIOLET WONDER LAMP 2 GPM (14W) | UV LAMP 2 | ULTRA VIOLET LAMP 2 GPM
WUV_WL-06 | ULTRA VIOLET WONDER LAMP 6 GPM (21W) | UV LAMP 6 | ULTRA VIOLET LAMP 6 GPM (21w)
WUV_WL-08 | ULTRA VIOLET WONDER LAMP 8 GPM (29W) | UV LAMP 8 | ULTRA VIOLET LAMP 8 GPM (29w)
WUV_WL-12 | ULTRA VIOLET WONDER LAMP 12 GPM (40W) | UV LAMP 12 | ULTRA VIOLET LAMP 12 GPM (40w)
WUV_WL-24 | ULTRA VIOLET WONDER LAMP 24 GPM (85W) | UV LAMP 24 | ULTRA VIOLET LAMP 24 GPM (65w)
WUV_WL-35 | ULTRA VIOLET WONDER LAMP 35 GPM (65W) | UV LAMP 35 | ULTRA VIOLET LAMP 35 GPM (85w)
WUV_WQ-01 | ULTRA VIOLET WONDER QUARTZSLEEVE 1 GPM (10") | UV QUART1 | ULTRA VIOLET QUARTZSLEEVE 1 GPM (D22.5*250mm)
WUV_WQ-02 | ULTRA VIOLET WONDER QUARTZSLEEVE 2 GPM (13") | UV QUART2 | ULTRA VIOLET QUARTZSLEEVE 2 GPM (D24.5*330mm)
WUV_WQ-06 | ULTRA VIOLET WONDER QUARTZSLEEVE 6 GPM (21") | UV QUART6 | ULTRA VIOLET QUARTZSLEEVE 6 GPM (D24.5*530mm)
WUV_WQ-08 | ULTRA VIOLET WONDER QUARTZSLEEVE 8 GPM (27") | UV QUART8 | ULTRA VIOLET QUARTZSLEEVE 8 GPM (U.S)
WUV_WQ-12 | ULTRA VIOLET WONDER QUARTZSLEEVE 12 GPM (36") | UV QUART12 | ULTRA VIOLET QUARTZSLEEVE 12 GPM
WUV_WQ-24 | ULTRA VIOLET WONDER QUARTZSLEEVE 24 GPM (36") | UV QUART24 | ULTRA VIOLET QUARTZSLEEVE 24 GPM
WUV_WQ-250 | ULTRA VIOLET WONDER QUARTZSLEEVE 250 GPM (36") | UV QUART250 | ULTRA VIOLET QUARTZSLEEVE 250 GPM
WUV_WS-001 | ULTRA VIOLET WONDER SET 1 GPM CR-60 | UV SET 1 | ULTRA VIOLET SET 1 GPM
WUV_WS-002 | ULTRA VIOLET WONDER SET 2 GPM W-120 | UV SET 2 | ULTRA VIOLET SET 2 GPM
WUV_WS-006 | ULTRA VIOLET WONDER SET 6 GPM W-360 | UV SET 6 | ULTRA VIOLET SET 6 GPM
WUV_WS-008 | ULTRA VIOLET WONDER SET 8 GPM W-460 | UV SET 8 | ULTRA VIOLET SET 8 GPM
WUV_WS-012E | ULTRA VIOLET WONDER SET 12 GPM ES-12 (base & timer) | UV SET 12 B | ULTRA VIOLET SET ES- 12 GPM w/ BASE HOLDER
WUV_WS-012T | ULTRA VIOLET WONDER SET 12 GPM T-720 (stand & timer) | UV SET 12 T | ULTRA VIOLET SET T-720 12 GPM
WUV_WS-012W | ULTRA VIOLET WONDER SET 12 GPM W-720 | UV SET 12 | ULTRA VIOLET SET 12 GPM W-720 model
WUV_WS-024 | ULTRA VIOLET WONDER SET 24 GPM UB-24 | UV SET 24 | ULTRA VIOLET SET UB-24 GPM
WUV_WS-035 | ULTRA VIOLET WONDER SET 35 GPM UB-35 | UV SET 35 | ULTRA VIOLET SET UB- 35 GPM
WUV_WS-110 | ULTRA VIOLET WONDER SET 110 GPM GD-3482i | UV SET 3482iGD | ULTRA VIOLET SET GD - 3482i MODEL
WUV_WS-154 | ULTRA VIOLET WONDER SET 154 GPM GD-4482 | UV SET 4482GD | ULTRA VIOLET SET GD - 4482 MODEL
WUV_WS-183 | ULTRA VIOLET WONDER SET 183 GPM A-12320C | UV SET A-12320C | ULTRA VIOLET SET 182.6 GPM A-12320C model
WVC_RFT | ROTEK CLACK VALVE HEAD SEDIMENT | VH RC SED | ROTEK CLACK VALVE HEAD SEDIMENT
WVC_RST | ROTEK CLACK VALVE HEAD SOFTENER | VH RC SOFT | ROTEK CLACK VALVE HEAD SOFTENER
WVF_C27-FT | FLECK VALVE HEAD 2750 SEDIMENT (CHINA) | VH_FLECK2750FT | FLECK VALVE HEAD 2750 SEDIMENT (CHINA)
WVF_C27-ST | FLECK VALVE HEAD 2750 SOFTENER (CHINA) | VH_FLECK2750ST | FLECK VALVE HEAD 2750 SOFTENER (CHINA)
WVF_C28-FT | FLECK VALVE HEAD 2850 SEDIMENT (CHINA) | VH_FLECK2850FT | FLECK VALVE HEAD 2850 SEDIMENT (CHINA)
WVF_C28-ST | FLECK VALVE HEAD 2850 SOFTENER (CHINA) | VH_FLECK2850ST | FLECK VALVE HEAD 2850 SOFTENER (CHINA)
WVF_C29-ST | FLECK VALVE HEAD 2900 SOFTENER (CHINA) | VH_FLECK2900ST | FLECK VALVE HEAD 2900 SOFTENER (CHINA) timer
WVF_C31-FT | FLECK VALVE HEAD 3150 SEDIMENT (CHINA) | VH_FLECK3150FT | FLECK VALVE HEAD 3150 SEDIMENT (CHINA)
WVF_C31-ST | FLECK VALVE HEAD 3150 SOFTENER (CHINA) | VH_FLECK3150ST | FLECK VALVE HEAD 3150 SOFTENER (CHINA)
WVF_C31-STM | FLECK VALVE HEAD 3150-SM SOFTENER (CHINA) | VH_FLECK3150SM | FLECK VALVE HEAD 3150 SM-SOFT. (CHINA)
WVF_C39-ST | FLECK VALVE HEAD 3900 SOFTENER (CHINA) | VH_FLECK3900ST | FLECK VALVE HEAD 3900 SOFTENER (CHINA)
WVF_C56-FT | FLECK VALVE HEAD 5600 SEDIMENT (CHINA) | VH_FLECK5600FT-C | FLECK VALVE HEAD 5600 SEDIMENT (CHINA)
WVF_C56-ST | FLECK VALVE HEAD 5600 SOFTENER (CHINA) | VH_FLECK5600ST-C | FLECK VALVE HEAD 5600 SOFTENER (CHINA)
WVF_C56B-FT | PENTAIR BINRUN VALVE HEAD 5600-B SEDIMENT | VH_BR5600B SED. | PENTAIR BINRUN 5600-B VALVE SEDIMENT
WVF_C56B-ST | PENTAIR BINRUN VALVE HEAD 5600-B SOFTENER | VH_BR5600B SOFT. | PENTAIR BINRUN 5600-B VALVE SOFTENER
WVF_U27-FT | FLECK VALVE HEAD 2750 SEDIMENT (U.S) | VH_FLECK 2750 SED. | FLECK VALVE HEAD 2750 SEDIMENT (U.S)
WVF_U28-FT | FLECK VALVE HEAD 2850 SEDIMENT (U.S) | VH_FLECK 2850 SED | FLECK VALVE HEAD 2850 SEDIMENT (U.S)
WVF_U28-ST | FLECK VALVE HEAD 2850 SOFTENER (U.S) | VH_FLECK 2850 SOFT. | FLECK VALVE HEAD 2850 SOFTENER (U.S)
WVF_U28-STM | FLECK VALVE HEAD 2850-SM SOFTENER (U.S) | VH_FLECK 2850SM | FLECK VALVE HEAD 2850 SM-SOFT. (U.S)
WVF_U29-ST | FLECK VALVE HEAD 2900 SOFTENER (U.S) | VH_FLECK 2900 SOFT. | FLECK VALVE HEAD 2900 SOFTENER (U.S)
WVF_U39-ST | FLECK VALVE HEAD 3900 SOFTENER (U.S) | VH_FLECK 3900 | FLECK VALVE HEAD 3900 SOFTENER (U.S)
WVF_U39-STM | FLECK VALVE HEAD 3900-SM SOFTENER 3 MTR. (U.S) | VH_FLECK 3900 SM | FLECK VALVE HEAD 3900 SM-SOFT. 3 meter (U.S)
WVF_U56-FT | FLECK VALVE HEAD 5600 SEDIMENT (U.S) | VH_FLECK 5600 SED | FLECK VALVE HEAD 5600 SEDIMENT (U.S)
WVF_U56-ST | FLECK VALVE HEAD 5600 SOFTENER (U.S) | VH_FLECK VH5600 SOF | FLECK VALVE HEAD 5600 SOFTENER (U.S)
WVF_U90-STM | FLECK VALVE HEAD 9000SM-1" SOFTENER (U.S) | VH_FLECK VH9000 SOF | FLECK VALVE HEAD 9000SM-1" SOFTENER (U.S)
WVF_U95-STT | FLECK VALVE HEAD 9500 TWIN SOFTENER (US) | VH_FLECK VH9500 SOF | FLECK VALVE HEAD 9500 SOFTENER - TWIN
WVO_FM50-ST | FLECK VALVE HEAD 5000 SOFTENER METER TYPE | VH_5000-ST-V | FLECK VALVE 5000 SOFTENER METER TYPE
WVO_FM56-ST | FLECK VALVE HEAD 5600 SOFTENER METER TYPE | VH_5600-ST-V | FLECK VALVE 5600 SOFTENER METER TYPE
WVO_FP56-FT | FLECK VALVE HEAD 5600 SEDIMENT (PERFECT) | VH_5600-FT-PERFECT | FLECK VALVE HEAD 5600 SEDIMENT (PERFECT)
WVO_FP56-ST | FLECK VALVE HEAD 5600 SOFTENER (PERFECT) | VH_5600-ST-PERFECT | FLECK VALVE HEAD 5600 SOFTENER (PERFECT)
WVR_D112-A3 | RUNXIN DIGITAL HEAD F112A3 / F78A3 SOFTENER (40m³/h) | VH F78A3 | RUNXIN HEAD F112A3 (F78A3) SOFTENER (DIGITAL)
WVR_D112-B1 | RUNXIN DIGITAL HEAD F112B1 / F78B1 SEDIMENT (40m³/h) | VH F78B | RUNXIN HEAD F112B1 (F78B) SEDIMENT (DIGITAL)
WVR_D63-B1 | RUNXIN DIGITAL HEAD F63B1 SOFTENER (4m³/h) | VH F63 | RUNXIN HEAD F63 SOFTENER B1
WVR_D63-B3 | RUNXIN DIGITAL HEAD F63B3 SOFTENER (4m³/h) | VH F63B3 | RUNXIN HEAD F63 SOFTENER B3
WVR_D63-C1 | RUNXIN DIGITAL HEAD F63C1 SOFTENER (4m³/h) | VH F63C | RUNXIN HEAD F63 SOFTENER C1
WVR_D63-C3 | RUNXIN DIGITAL HEAD F63C3 SOFTENER (4m³/h) Transparent | VH F63C3 | RUNXIN HEAD F63 C3 SOFTENER - TRANSPARENT
WVR_D63-P1 | RUNXIN DIGITAL HEAD F63P1 SOFTENER (4m³/h) | VH F63P1 | RUNXIN HEAD F63 SOFTENER P1
WVR_D65-B1 | RUNXIN DIGITAL HEAD F65B1 SOFTENER (2m³/h) | VH F65B | RUNXIN HEAD F65B SOFTENER (Time Type)
WVR_D65-B3 | RUNXIN DIGITAL HEAD F65B3 SOFTENER | VH F65B3 | RUNXIN HEAD F65 B3 - VOLUME Type
WVR_D65-C1 | RUNXIN DIGITAL HEAD F65C1 SOFTENER | VH F65C | RUNXIN HEAD TMF 65C SOFTENER
WVR_D67-B1 | RUNXIN DIGITAL HEAD F67B1 SEDIMENT (4m³/h) | VH F67 | RUNXIN HEAD F67 SEDIMENT B1
WVR_D67-C1 | RUNXIN DIGITAL HEAD F67C1 SEDIMENT (4m³/h) | VH F67C | RUNXIN HEAD F67 SEDIMENT C1
WVR_D67-P1 | RUNXIN DIGITAL HEAD F67P1 SEDIMENT (4m³/h) | VH F67P1 | RUNXIN HEAD F67 SEDIMENT P1
WVR_D68-A | RUNXIN DIGITAL HEAD F68A Time Type/ Up Flow | VH F68A | RUNXIN HEAD F68 A - Time Type/ Up Flow
WVR_D73-A1 | RUNXIN DIGITAL HEAD F73A1 SOFTENER | VH F73A | RUNXIN HEAD F73 A SOFTENER
WVR_D73-A3 | RUNXIN DIGITAL HEAD F73A3 SOFTENER | VH F73A3 | RUNXIN HEAD TM F73 A3 SOFTENER
WVR_D74-A1 | RUNXIN DIGITAL HEAD F74A1 SOFTENER 4" (10m³/h) | VH F74 | RUNXIN HEAD F74 Ai SOFTENER 4"
WVR_D74-A1T | RUNXIN DIGITAL HEAD F74A1 SOFTENER 4" (10m³/h) Transparent | VH F74 TRANS | RUNXIN HEAD F74A SOFTENER - TRANSPARENT
WVR_D74-A3 | RUNXIN DIGITAL HEAD F74A3 SOFTENER 4" (10m³/h) | VH F74 A3 | RUNXIN HEAD F74 A3 SOFTENER 4" (volume)
WVR_D75-A1 | RUNXIN DIGITAL HEAD F75A1 SEDIMENT 4" (10m³/h) | VH F75 | RUNXIN HEAD F75 Ai SEDIMENT 4"
WVR_D77-A1 | RUNXIN DIGITAL HEAD F77A1 SOFTENER 4" (18m³/h) | VH F77 | RUNXIN HEAD TM F77 A1 SOFTENER 4"
WVR_D77-A3 | RUNXIN DIGITAL HEAD F77A3 SOFTENER 4" (18m³/h) | VH F77A3 | RUNXIN HEAD TM F77 A3 SOFTENER
WVR_D79-A | RUNXIN DIGITAL HEAD F79A-LCD SOFTENER (2m³/h) | VH F79A | RUNXIN HEAD F79A (LCD) SOFTENER
WVR_D82-A3C | RUNXIN DIGITAL HEAD F82A3-LCD SOFTENER (4m³/h) | VH F82A | RUNXIN HEAD F82A3 (LCD) SOFTENER
WVR_D82-A3E | RUNXIN DIGITAL HEAD F82A3-LED SOFTENER (4m³/h) | VH F82A3 | RUNXIN HEAD F82A3 (LED) SOFTENER
WVR_D88-A1 | RUNXIN DIGITAL HEAD F88A1 SOFTENER TWIN VALVE (10m³/h) | VH F88 A1 | RUNXIN HEAD F88A1 SOFTENER (TWIN VALVE)
WVR_D96-A1 | RUNXIN DIGITAL HEAD F96A1 SOFTENER (50m³/h) | VH F96A1 | RUNXIN HEAD F96A1 SOFTENER (timer)
WVR_D96-A3 | RUNXIN DIGITAL HEAD F96A3 SOFTENER (50m³/h) | VH F96A3 | RUNXIN HEAD F96A3 SOFTENER (volumetric)
WVR_D96-B1 | RUNXIN DIGITAL HEAD F96B1 SEDIMENT (50m³/h) | VH F96B1 | RUNXIN HEAD F96B1 SEDIMENT (timer)
WVR_D99-A1 | RUNXIN DIGITAL HEAD F99A1 SOFTENER (15m³/h) | VH F99A1 | RUNXIN HEAD F99A1 SOFTENER (timer)
WVR_DB-63B1 | (bdle) RUNXIN DIGITAL HEAD F63B1 SOFTENER (4m³/h) w/ STRAINER | VH F63 | RUNXIN HEAD F63 SOFTENER B1
WVR_DB-63B3 | (bdle) RUNXIN DIGITAL HEAD F63B3 SOFTENER (4m³/h) w/ STRAINER | VH F63B3 | RUNXIN HEAD F63 SOFTENER B3
WVR_DB-63C1 | (bdle) RUNXIN DIGITAL HEAD F63C1 SOFTENER (4m³/h) w/ STRAINER | VH F63C | RUNXIN HEAD F63 SOFTENER C1
WVR_DB-63P1 | (bdle) RUNXIN DIGITAL HEAD F63P1 SOFTENER (4m³/h) w/ STRAINER | VH F63P1 | RUNXIN HEAD F63 SOFTENER P1
WVR_DB-67B1 | (bdle) RUNXIN DIGITAL HEAD F67B1 SEDIMENT (4m³/h) w/ STRAINER | VH F67 | RUNXIN HEAD F67 SEDIMENT B1
WVR_DB-67C1 | (bdle) RUNXIN DIGITAL HEAD F67C1 SEDIMENT (4m³/h) w/ STRAINER | VH F67C | RUNXIN HEAD F67 SEDIMENT C1
WVR_DB-67P1 | (bdle) RUNXIN DIGITAL HEAD F67P1 SEDIMENT (4m³/h) w/ STRAINER | VH F67P1 | RUNXIN HEAD F67 SEDIMENT P1
WVR_DB-73A1 | (bdle) RUNXIN DIGITAL HEAD F73A1 SOFTENER w/ STRAINER | VH F73A | RUNXIN HEAD F73 A SOFTENER
WVR_DB-73A3 | (bdle) RUNXIN DIGITAL HEAD F73A3 SOFTENER w/ STRAINER | VH F73A3 | RUNXIN HEAD TM F73 A3 SOFTENER
WVR_DB-82A3C | (bdle) RUNXIN DIGITAL HEAD F82A3-LCD SOFTENER (4m³/h) w/ STRAINER | VH F82A | RUNXIN HEAD F82A3 (LCD) SOFTENER
WVR_DB-82A3E | (bdle) RUNXIN DIGITAL HEAD F82A3-LED SOFTENER (4m³/h) w/ STRAINER | VH F82A3 | RUNXIN HEAD F82A3 (LED) SOFTENER
WVR_M112-AS | RUNXIN MANUAL HEAD F112AS / F78AS SOFTENER (40m³/h) | VH F78AS | RUNXIN HEAD F112AS (F78AS) SOFTENER (MANUAL)
WVR_M112-BS | RUNXIN MANUAL HEAD F112BS / F78BS SEDIMENT (30m³/h) | VH F78BS | RUNXIN HEAD F112BS (F78BS) SEDIMENT (MANUAL)
WVR_M52-F | RUNXIN MANUAL HEAD F52 SEDIMENT (1m³/h) Transparent | VH F52 TRANS | MANUAL HEAD TMF52 SEDIMENT - transparent
WVR_M52-S | RUNXIN MANUAL HEAD F52 SOFTENER (1m³/h) Transparent | VH F52 SOFT | MANUAL HEAD TMF52 SOFTENER - transparent
WVR_M56-A | RUNXIN MANUAL HEAD F56A SEDIMENT (4m³/h) Stainless | VH MSED-SS | MANUAL HEAD SEDIMENT F56A (FULL STAINLESS)
WVR_M56-A1 | RUNXIN MANUAL HEAD F56A1 SEDIMENT LEVER TYPE | VH F56A1L | MANUAL HEAD F56A1 SEDIMENT - LEVER TYPE promo
WVR_M56-A1T | RUNXIN MANUAL HEAD F56A1 SEDIMENT TRANSPARENT | VH F56A1 | MANUAL HEAD F56A1 SEDIMENT - TRANSPARENT
WVR_M56-A3 | RUNXIN MANUAL HEAD F56A3 SEDIMENT (4m³/h) | VH MSED | MANUAL HEAD SEDIMENT F56A3 2.5"
WVR_M56-AC | RUNXIN MANUAL HEAD F56AC SEDIMENT (4m³/h) | VH F56AC | MANUAL HEAD F56 AC SEDIMENT 2.5"
WVR_M56-B | RUNXIN MANUAL HEAD F56B SEDIMENT | VH_TMF56B | MANUAL HEAD TMF 56B SEDIMENT
WVR_M56-B1 | RUNXIN MANUAL HEAD F56B1 SEDIMENT (1m³/h) sl housing-1/4" | VH_TMF56B1(new) | MANUAL HEAD F56B1 SEDIMENT - SLIM HOUSING 1/2"
WVR_M56-C1 | RUNXIN MANUAL HEAD F56C1 SEDIMENT (1m³/h) sl housing-1/2" | VH_TMF56C1(new) | MANUAL HEAD F56C1 SEDIMENT - SLIM HOUSING 1/2"
WVR_M56-D | RUNXIN MANUAL HEAD F56D SEDIMENT 4" (10m³/h) | VH F56 | MANUAL HEAD F56D SEDIMENT 4"
WVR_M56-F | RUNXIN MANUAL HEAD F56F SEDIMENT (6m³/h) | VH F56F | MANUAL HEAD TMF 56F SEDIMENT
WVR_M64-A | RUNXIN MANUAL HEAD F64A SOFTENER 2.5" (4m³/h) | VH MSOFT | MANUAL HEAD SOFTENER F64A 2.5"
WVR_M64-AC | RUNXIN MANUAL HEAD F64AC SOFTENER 2.5" (4m³/h) | VH F64AC | MANUAL HEAD F64 AC SOFTENER 2.5"
WVR_M64-BC | RUNXIN MANUAL HEAD F64BC SOFTENER 2.5" (2m³/h) | VH F64BC | MANUAL HEAD F64 BC SOFTENER
WVR_M64-D | RUNXIN MANUAL HEAD F64D SOFTENER 4" (10m³/h) | VH F64 | MANUAL HEAD F64D SOFTENER 4"
WVR_M70-A | RUNXIN MANUAL HEAD F70A (by pass valve) | VH F70A SOFT | RUNXIN HEAD F70 A SOFTENER
WVR_M77-AS | RUNXIN MANUAL HEAD F77AS SOFTENER 4" (15m³/h) | VH F77AS | MANUAL HEAD F77 AS SOFTENER 4"
WVR_M77-BS | RUNXIN MANUAL HEAD F77BS SEDIMENT 4" (15m³/h) | VH F77BS | MANUAL HEAD F77 BS SEDIMENT 4"
WVR_M80 | RUNXIN MANUAL HEAD F80 SEDIMENT (electronic triple port) | VH M80 | VH M80
WVR_MB-56A1 | (bdle) RUNXIN MANUAL HEAD F56A1 SEDIMENT LEVER TYPE w/ STRAINER | VH F56A1L | MANUAL HEAD F56A1 SEDIMENT - LEVER TYPE promo
WVR_MB-56A3 | (bdle) RUNXIN MANUAL HEAD F56A3 SEDIMENT (4m³/h) w/ STRAINER | VH MSED | MANUAL HEAD SEDIMENT F56A3 2.5"
WVR_MB-56AC | (bdle) RUNXIN MANUAL HEAD F56AC SEDIMENT (4m³/h) w/ STRAINER | VH F56AC | MANUAL HEAD F56 AC SEDIMENT 2.5"
WVR_MB-56B1 | (bdle) RUNXIN MANUAL HEAD F56B1 SEDIMENT (1m³/h) sl housing-1/4" | VH_TMF56B1(new) | MANUAL HEAD F56B1 SEDIMENT - SLIM HOUSING 1/2"
WVR_MB-56C1 | (bdle) RUNXIN MANUAL HEAD F56C1 SEDIMENT (1m³/h) sl housing-1/2" | VH_TMF56C1(new) | MANUAL HEAD F56C1 SEDIMENT - SLIM HOUSING 1/2"
WVR_MB-64A | (bdle) RUNXIN MANUAL HEAD F64A SOFTENER 2.5" (4m³/h) w/ STRAINER | VH MSOFT | MANUAL HEAD SOFTENER F64A 2.5"
WVR_MB-64AC | (bdle) RUNXIN MANUAL HEAD F64AC SOFTENER 2.5" (4m³/h) w/ STRAINER | VH F64AC | MANUAL HEAD F64 AC SOFTENER 2.5"
WV_OC-812 | 80S30 8 x 120 FRP VESSEL - CODELINE 300 PSI (side) | VESS CL80X120 | 8 x 120 R.O VESSEL - CODELINE MODEL 80S30 (300psi)
WV_OR-808 | 8 x 80 R.O VESSEL - FRP VESSEL RO PV | VESS 880ROPV | 8 x 80 R.O. VESSEL - FRP VESSEL RO PV
WV_S304-21 | SS304 VESSEL 4021 w/ PLASTIC END CAP | STL SS304 4021 | SS 304 VESSEL 4021
WV_S304-40A | SS304 VESSEL 4040 w/ PLASTIC END CAP - A (seamless) | STL SS304 - A | SS304 VESSEL w/ PLASTIC END CAP - A
WV_S304-40B | SS304 VESSEL 4040 w/ PLASTIC END CAP - B (w/ seam) | STL SS304 - B | SS304 VESSEL w/ PLASTIC END CAP - B seam
WV_S304-80A | SS304 VESSEL 4080 w/ PLASTIC END CAP - A (seamless) | STL SS304 4080 A | SS 304 40 x 80 PLATIC END CAP - A
WV_S304-80B | SS304 VESSEL 4080 w/ PLASTIC END CAP - B (w/ seam) | STL SS304 4080 | SS 304 40 x 80 PLATIC END CAP - B
WV_S316-040 | SS316 VESSEL 4040 w/ STAINLESS END CAP | STL SS316 | SS 316 VESSEL w/ STAINLESS END CAP
WV_S316-160 | SS316 VESSEL 4O160 w/ STAINLESS END CAP | STL SS316 40160 | 4O x 160 STAINLESS VESSEL w/ STAINLESS END CAP
WV_W1-25040 | 1000E-2.5IU-1-WH 25 x 40 FRP VESSEL WAVE CYBER (end) | VESS 2140 | 25 x 40 FRP VESSEL WAVE CYBER 1000E-2.5IU-1-WH
WV_W1-40040 | 1000E-4BP-1WH 4 x 40 FRP VESSEL - WAVE CYBER (end) | VESS 4040 WV1000 | 40 x 40 R.O. VESSEL - WAVE CYBER 1000E-4-BP-1-WH
WV_W1-80120 | 1000E-8-N-3WH 8 x 120 FRP VESSEL - WAVE CYBER (side) | VESS 80x120(1000) | 8 x 120 R.O VESSEL - FRP WAVE-1000E-8-N-3-WH
WV_W3-40040E | 300E-4BP-1WH 4 x 40 FRP VESSEL - WAVE CYBER (end) | VESS 4040 WV | 40 x 40 R.O. VESSEL - FRP WAVE CYBER brand 300E
WV_W3-40080E | 300E-4BP-2E-WH 4 x 80 FRP VESSEL - WAVE CYBER (end) | VESS 4080 | 40 x 80 R.O. VESSEL - FRP (END ENTRY) 300 PSI WC
WV_W3-40080S | 300E-4BP-2S-WH 4 x 80 FRP VESSEL - WAVE CYBER (side) | VESS 480 | 4 x 80 R.O VESSEL - FRP (SIDE ENTRY)
WV_W3-40120E | 300E-4BP-3-WH 4 x 120 FRP VESSEL - WAVE CYBER (end) | VESS WC40x120 | 4 x 120 R.O VESSEL - WAVE CYBER (300-4BP-3WH)
WV_W3-80040S | 300P-8-1R2R-H-1WH 8 x 40 FRP VESSEL - WAVE CYBER (side) | VESS 8040 WV | 8 x 40 R.O VESSEL - FRP 300P-81R2R-H-1-WH WC Side
WV_W3-80080S | 300P-8-1R2R-H-2WH 8 x 80 FRP VESSEL - WAVE CYBER (side) | VESS 880 | 8 x 80 R.O VESSEL - FRP WAVE 300-8-1R2R-H-2WH
WV_W3-80120S | 300P-8-1R2R-H-3WH 8 x 120 FRP VESSEL - WAVE CYBER (side) | VESS 80'120 | 8 x 120 R.O VESSEL - FRP WV 300P-8-1R2R-H-3-WH
WV_W3-80160S | 300P-8-1R2R-H-4WH 8 x 160 FRP VESSEL - WAVE CYBER (side) | VESS WC80x160 | 8 x 160 R.O VESSEL - WAVE CYBER 300P-8-1R2R-H-4WH
WV_W3-80200S | 300P-8-1R2R-H-5WH 8 x 200 FRP VESSEL - WAVE CYBER (side) | VESS WC80X2001R2R | 8 x 200 R.O VESSEL - WC 300P-8-1R2R-H-5WH
WV_W3-80240S | 300P-8-1R2R-H-6WH 8 x 240 FRP VESSEL - WAVE CYBER (side) | VESSEL WV80X2401R2R | 8 x 240 R.O VESSEL - WC 300P-8-1R2R-H-6WH
WV_WB1-80120 | (bdle) 1000E-8-N-3WH 8 x 120 FRP VESSEL - WAVE CYBER (side) w/ VITAULIC | VESS 80x120(1000) | 8 x 120 R.O VESSEL - FRP WAVE-1000E-8-N-3-WH
WV_WB3-40080E | (bdle) 300E-4BP-2E-WH 4 x 80 FRP VESSEL - WAVE CYBER (end) w/ VITAULIC | VESS 4080 | 40 x 80 R.O. VESSEL - FRP (END ENTRY) 300 PSI WC
WV_WB3-40080S | (bdle) 300E-4BP-2S-WH 4 x 80 FRP VESSEL - WAVE CYBER (side) w/ VITAULIC | VESS 480 | 4 x 80 R.O VESSEL - FRP (SIDE ENTRY)
WV_WB3-40120E | (bdle) 300E-4BP-3-WH 4 x 120 FRP VESSEL - WAVE CYBER (end) w/ VITAULIC | VESS WC40x120 | 4 x 120 R.O VESSEL - WAVE CYBER (300-4BP-3WH)
WV_WB3-80040S | (bdle) 300P-8-1R2R-H-1WH 8 x 40 FRP VESSEL - WAVE CYBER (side) w/ VITAULIC | VESS 8040 WV | 8 x 40 R.O VESSEL - FRP 300P-81R2R-H-1-WH WC Side
WV_WB3-80080S | (bdle) 300P-8-1R2R-H-2WH 8 x 80 FRP VESSEL - WAVE CYBER (side) w/ VITAULIC | VESS 880 | 8 x 80 R.O VESSEL - FRP WAVE 300-8-1R2R-H-2WH
WV_WB3-80120S | (bdle) 300P-8-1R2R-H-3WH 8 x 120 FRP VESSEL - WAVE CYBER (side) w/ VITAULIC | VESS 80'120 | 8 x 120 R.O VESSEL - FRP WV 300P-8-1R2R-H-3-WH
WV_WB3-80160S | (bdle) 300P-8-1R2R-H-4WH 8 x 160 FRP VESSEL - WAVE CYBER (side) w/ VITAULIC | VESS WC80x160 | 8 x 160 R.O VESSEL - WAVE CYBER 300P-8-1R2R-H-4WH
WV_WB3-80200S | (bdle) 300P-8-1R2R-H-5WH 8 x 200 FRP VESSEL - WAVE CYBER (side) w/ VITAULIC | VESS WC80X2001R2R | 8 x 200 R.O VESSEL - WC 300P-8-1R2R-H-5WH
WV_WB3-80240S | (bdle) 300P-8-1R2R-H-6WH 8 x 240 FRP VESSEL - WAVE CYBER (side) w/ VITAULIC | VESSEL WV80X2401R2R | 8 x 240 R.O VESSEL - WC 300P-8-1R2R-H-6WH
WWD_EE | EUREKA ECONOMY HOT & COLD | EWD ECO | EUREKA ECONOMY HOT & COLD
WWD_EM-31 | EUREKA MITSUTECH HOT & COLD (MWD-131) | EWD MITSU | EUREKA MITSUTECH HOT & COLD (MWD-131)
WWD_EM-32 | EUREKA MITSUTECH HOT & COLD (MWD-132) | EWD MITSU 2 | EUREKA MITSUTECH HOT & COLD (MWD-132) big
WWD_EV | EUREKA V - MACHINE DISPENSER | EWD EVMAC | EUREKA - V MACHINE (dispenser)
WWD_FV-2 | Z-FS002 FLOAT SWITCH w/ TOP COVER | EWD COVER | FLOAT SWITCH w/ TOP COVER (z-fs002)
WWD_FV-B | WD ADAPTOR w/ FLOAT VALVE - BLACK | EWD ADAP BL | WD ADAPTOR w/ FLOAT VALVE - BLACK
WWD_FV-O | WD TOP COVER - OLD | TT_H20 COVER | WD TOP COVER
WWD_FV-W | WD ADAPTOR w/ FLOAT VALVE - WHITE | EWD ADAP WH | WD ADAPTOR w/ FLOAT VALVE - WHITE
WWD_WS-29 | WD AUTOMATIC STAINLESS KSW - 291C | EWD KSW 291 | WD STAINLESS KSW - 291C
WWD_WS-50 | WD AUTOMATIC STAINLESS W - 500 | EWD W-500 | WD AUTOMATIC STAINLESS W - 500
WWD_WS-80 | WD AUTOMATIC STAINLESS W - 800 | EWD W-800 | WD AUTOMATIC STAINLESS W - 800
WWD_WS-90 | WD AUTOMATIC STAINLESS W - 900-2C (ICE &COLD) | EWD W900-2C | W900-2C STAINLESS AUTO (ICE &COLD)